## BoQ1 (hidden)
Percentage BoQ
BoQ_Ver3.0 | Percentage | Normal | INR Only | INR
Select, At Par, Excess (+), Less (-) |  | IOCL
Tender Inviting Authority: Noida Metro Rail Corporation (NMRC) Limited
Name of Work: Rate Contract for Electrical & Mechanical (E&M) works at 21 Elevated stations and RS Depot of Noida Metro Rail Corporation Ltd. Tenure 3 Years
Contract No: NMRC /E&M/Rate contract /315/2024
Name of the Bidder/ Bidding Firm / Company :
PRICE SCHEDULE (This BOQ template must not be modified/replaced by the bidder and the same should be uploaded after filling the relevent columns, else the bidder is liable to be rejected for this tender. Bidders are allowed to enter the Bidder Name and Values only )
NUMBER # | TEXT # | TEXT # | NUMBER # | TEXT # | NUMBER | NUMBER | TEXT | TEXT # | NUMBER # | TEXT# | TEXT # | NUMBER # | NUMBER | NUMBER | NUMBER | NUMBER | TEXT | TEXT | NUMBER | NUMBER | NUMBER | NUMBER | TEXT | TEXT | NUMBER | NUMBER | NUMBER | NUMBER | TEXT | TEXT | NUMBER | NUMBER | NUMBER | NUMBER | TEXT | TEXT | NUMBER | NUMBER | NUMBER | NUMBER | TEXT | TEXT | NUMBER | NUMBER | NUMBER # | NUMBER # | TEXT | TEXT | NUMBER # | NUMBER # | DATE | NUMBER # | NUMBER # | TEXT #
Sl. No. | Item Description | Item Code / Make | Quantity | Units | Estimated Rate (inclusive of GST) in Rs. P |  |  | Addition / Deduction | Addition / Deduction Values | Currency Convertion against each Item | Quoted Currency in INR / Other Currency | BASIC RATE In Figures To be entered by the Bidder Rs. P | Excise Duty | VAT | Freight Charges ( Unloading & Stacking) | Any Other Taxes/Duties/Levies |  |  | Other Taxes 2 | IIIrd Party i.e DGS&D / RITES etc Inspection Charges @0.34%+Service Tax | Less for Cenvat Credit,if any respect of Supplies Under full Excise Duty Category | [29 empty] | Remark | TOTAL AMOUNT Rs. P | TOTAL AMOUNT With Taxes | TOTAL AMOUNT In Words
1 | 2 | 3 | 4 | 5 | 6 | 7 | 8 | 9 | 10 | 11 | 12 | 13 | 14 | 15 | 16 | 17 | 18 | 19 | 20 | 21 | 22 | 23 | 24 | 25 | 26 | 27 | 28 | 29 | 30 | 31 | 32 | 33 | 34 | 35 | 36 | 37 | 38 | 39 | 40 | 41 | 42 | 43 | 44 | 45 | 46 | 47 | 48 | 49 | 50 | 51 | 52 | 53 | 54 | 55
1 | SCHEDULE A : Works and Schedule B : Critical spares required for maintenance. | BI01010001010000000000000515BI0100001113 | [52 empty] | 1.01 | Supplying, Conveying and fixing spls. Including eart | item1 | 123.223 | Nos
1.001 | Firefighting and other domestic water pumps installed at 21 stations and RS Depot ( 2*50 HP pumps & 1*7.5 HP jockey pump are present at each of the 16 stations; At 5 stations with PD area 3*75 HP pumps & 2*7.5 HP jockey pumps are installed; At RS Depot 2*150 HP pumps, 1*153BHP, 2*10HP jockey pumps are available.) | BI01010001010000000000000515BI0100001114 | [52 empty] | 1.02 | Construction of chamber for 100mm sluice plates | item2 | 213 | Nos
1.002 | Note : Dismantling, Transportation and reinstallation are included with each of the pumps repair work | BI01010001010000000000000515BI0100001115 | [52 empty] | 2 | Construction of chamber for 100mm sluices valve | item3 | 10 | Nos
1.003 | Fire Fighting Pumps | BI01010001010000000000000515BI0100001116 | [52 empty] | 3 | Supplying, Conveying and fixing spls. Including ea | item4 | 10 | Nos
1.004 | Repairing and re-winding of Fire Pump(Hydrant), 50 HP rating. Rate is inclusive of removing damaged winding, refixing after repair and starting the units | BI01010001010000000000000515BI0100001117 | 5 | No. | 28000 |  |  | Excess(+) | 1 | Full Conversion | INR | [40 empty] | #VALUE! | #VALUE! | #VALUE! | 1.01 | Supplying, Conveying and fixing spls. Including eart | item1 | 123.223 | Nos
1.005 | Repairing and re-winding of Fire Pump(Hydrant), 75 HP rating. Rate is inclusive of removing damaged winding, refixing after repair and starting the units | BI01010001010000000000000515BI0100001118 | 1 | No. | 49000 |  |  | Excess(+) | 1 | Full Conversion | INR | [40 empty] | #VALUE! | #VALUE! | #VALUE! | 1.02 | Construction of chamber for 100mm sluice plates | item2 | 213 | Nos
1.006 | Repairing and re-winding of Fire Pump(Hydrant), 150 HP rating. Rate is inclusive of removing damaged winding, refixing after repair and starting the units | BI01010001010000000000000515BI0100001119 | 1 | No. | 91000 |  |  | Excess(+) | 1 | Full Conversion | INR | [40 empty] | #VALUE! | #VALUE! | #VALUE! | 2 | Construction of chamber for 100mm sluices valve | item3 | 10 | Nos
1.007 | Repairing and re-winding of Fire Pump(Jockey), 7.5 HP rating. Rate is inclusive of removing damaged winding, refixing after repair and starting the units | BI01010001010000000000000515BI0100001120 | 3 | No. | 4900 |  |  | Excess(+) | 1 | Full Conversion | INR | [40 empty] | #VALUE! | #VALUE! | #VALUE! | 3 | Supplying, Conveying and fixing spls. Including ea | item4 | 10 | Nos
1.008 | Repairing and re-winding of Fire Pump(Jockey), 10HP rating. Rate is inclusive of removing damaged winding, refixing after repair and starting the units | BI01010001010000000000000515BI0100001121 | 1 | No. | 6300 |  |  | Excess(+) | 1 | Full Conversion | INR | [40 empty] | #VALUE! | #VALUE! | #VALUE! | 1.01 | Supplying, Conveying and fixing spls. Including eart | item1 | 123.223 | Nos
1.009 | Repairing of Fire Pump(standby), 153 BHP rating. Rate is inclusive of removing damaged winding, refixing after repair and starting the units | BI01010001010000000000000515BI0100001122 | 1 | No. | 13300 |  |  | Excess(+) | 1 | Full Conversion | INR | [40 empty] | #VALUE! | #VALUE! | #VALUE! | 1.02 | Construction of chamber for 100mm sluice plates | item2 | 213 | Nos
1.01 | Repairing and providing mechanical seal of Fire Pump(Hydrant), 75, 50 , 150 HP rating. Rate is inclusive of removing damaged seal, refixing after repair and starting the units | BI01010001010000000000000515BI0100001123 | 10 | No. | 17500 |  |  | Excess(+) | 1 | Full Conversion | INR | [40 empty] | #VALUE! | #VALUE! | #VALUE! | 2 | Construction of chamber for 100mm sluices valve | item3 | 10 | Nos
1.011 | Other Pumps of domestic use | BI01010001010000000000000515BI0100001124 | [52 empty] | 3 | Supplying, Conveying and fixing spls. Including ea | item4 | 10 | Nos
1.012 | Flushing Pumps (Total 42 pumps are Installed at 21 stations on Aqua Line) | BI01010001010000000000000515BI0100001125 | [52 empty] | 1.01 | Supplying, Conveying and fixing spls. Including eart | item1 | 123.223 | Nos
1.013 | Servicing, Repairs & replacement of spare parts in Vertical Centrifugal Pumps of Kirloskar Brothers Ltd., make of Model KCIL 15-4 of capacity 15 M3/Hr at the head of 47 Meters complete with 5.5 HP / 4.0 KW 3 Phase Induction, 2900 RPM Motor suitable for operation on 415 Volt 50 Hz. AC complete etc as required for following items of work without panel: | BI01010001010000000000000515BI0100001126 | [52 empty] | 1.02 | Construction of chamber for 100mm sluice plates | item2 | 213 | Nos
1.014 | Dismantling the pump from foundation after disconnection from WPP, suction and discharge plumbing work, shifting to workshop, re-assembling after servicing / repair in workshop and re-installation on foundation, re-connection of suction & discharge plumbing work, Electrical Connections with WPP, testing & commissioning at site complete etc as required. | BI01010001010000000000000515BI0100001127 | 1 | No. | 6300 |  |  | Excess(+) | 1 | Full Conversion | INR | [40 empty] | #VALUE! | #VALUE! | #VALUE! | 2 | Construction of chamber for 100mm sluices valve | item3 | 10 | Nos
1.015 | Rewinding of Motor with copper winding wire with F class insulation after removing burnt copper wires complete etc as required (Rates considering the salvage value of old dismantled copper wire which shall be retained by the contractor, rates will be consider after all scrap less) | BI01010001010000000000000515BI0100001128 | 1 | No. | 4900 |  |  | Excess(+) | 1 | Full Conversion | INR | [40 empty] | #VALUE! | #VALUE! | #VALUE! | 3 | Supplying, Conveying and fixing spls. Including ea | item4 | 10 | Nos
1.016 | Overhauling of Pump with replacement of all standard spare like as ball bearings complete, SS Impeller, Diffuser, Shaft, TC bush, Mechanical Seal etc as required | BI01010001010000000000000515BI0100001129 | 1 | No. | 23800 |  |  | Excess(+) | 1 | Full Conversion | INR | [40 empty] | #VALUE! | #VALUE! | #VALUE! | 4 | Construction of chamber for 100mm sluice plates | item5 | 10 | Nos
1.017 | Domestic & Filter Feed Pumps (Total 84 pumps are Installed at 21 stations on Aqua Line) | BI01010001010000000000000515BI0100001130 | [52 empty] | 4 | Construction of chamber for 100mm sluice plates | item5 | 10 | Nos
1.018 | Servicing, Repairs & replacement of spare parts in Vertical Centrifugal Pumps of Kirloskar Brothers Ltd. make of Model KCIL 10-6 of capacity 10 M3/Hr at the head of 48 Meters complete with 3.0 HP / 2.2 KW 3 Phase, 2900 RPM Induction Motor suitable for operation on 415 Volt 50 Hz. AC complete etc as required for following items of work without panel: | BI01010001010000000000000515BI0100001131 | [52 empty] | 4 | Construction of chamber for 100mm sluice plates | item5 | 10 | Nos
1.019 | Dismantling the pump from foundation after disconnection from WPP, suction and discharge plumbing work, shifting to workshop, re-assembling after servicing / repair in workshop and re-installation on foundation, re-connection of suction & discharge plumbing work, testing & commissioning at site complete etc as required. | BI01010001010000000000000515BI0100001132 | 1 | No. | 6300 |  |  | Excess(+) | 1 | Full Conversion | INR | [40 empty] | #VALUE! | #VALUE! | #VALUE! | 4 | Construction of chamber for 100mm sluice plates | item5 | 10 | Nos
1.02 | Rewinding of Motor with copper widing wire along with F class insulation after removing burnt copper wires complete etc as required (Rates considering the salvage value of old dismantled copper wire which shall be retained by the contractor including all scrap material less) | BI01010001010000000000000515BI0100001133 | 1 | No. | 4900 |  |  | Excess(+) | 1 | Full Conversion | INR | [40 empty] | #VALUE! | #VALUE! | #VALUE! | 4 | Construction of chamber for 100mm sluice plates | item5 | 10 | Nos
1.021 | Overhauling of Pump with replacement of standard class spare like as ball bearings complete, SS Impeller , Diffuser, Shaft TC Bush Mechanical Seal etc as required. | BI01010001010000000000000515BI0100001134 | 1 | No. | 23800 |  |  | Excess(+) | 1 | Full Conversion | INR | [40 empty] | #VALUE! | #VALUE! | #VALUE! | 4 | Construction of chamber for 100mm sluice plates | item5 | 10 | Nos
1.022 | De-watering sump Pumps (Total 22 pumps are Installed at 11 stations on Aqua Line) | BI01010001010000000000000515BI0100001135 | [52 empty] | 4 | Construction of chamber for 100mm sluice plates | item5 | 10 | Nos
1.023 | Servicing, Repairs & replacement of spare parts in Vertical Centrifugal Dewatering non-clog Sump Pumps of Kirloskar Brothers Ltd. make of Model 1500 CW of capacity appx. 16 M3/Hr at the head of 12 Meters complete with 2.0 HP / 1.5 KW 3 Phase, Submersible Induction Motor suitable for operation on 415 Volt 50 Hz. AC complete etc as required for following items of work without Panel: | BI01010001010000000000000515BI0100001136 | [52 empty] | 4 | Construction of chamber for 100mm sluice plates | item5 | 10 | Nos
1.024 | Dismantling the pump from foundation after disconnection from WPP, suction and discharge plumbing work, shifting to workshop, re-assembling after servicing / repair in workshop and re-installation on foundation, re-connection of suction & discharge plumbing work, testing & commissioning at site complete etc as required. | BI01010001010000000000000515BI0100001137 | 2 | No. | 17500 |  |  | Excess(+) | 1 | Full Conversion | INR | [40 empty] | #VALUE! | #VALUE! | #VALUE! | 4 | Construction of chamber for 100mm sluice plates | item5 | 10 | Nos
1.025 | Rewinding of Motor with copper winding wire along with F class insulation after removing burnt copper wires complete etc as required (Rates considering the salvage value of old dismantled copper wire which shall be retained by the contractor after less old scrap) | BI01010001010000000000000515BI0100001138 | 2 | No. | 3080 |  |  | Excess(+) | 1 | Full Conversion | INR | [40 empty] | #VALUE! | #VALUE! | #VALUE! | 4 | Construction of chamber for 100mm sluice plates | item5 | 10 | Nos
1.026 | Overhauling of Pump with replacement of standard spare like ball bearings complete Mechanical Seal, O ring kit + Oil, Shaft, impeller etc as per required. | BI01010001010000000000000515BI0100001139 | 2 | No. | 9100 |  |  | Excess(+) | 1 | Full Conversion | INR | [40 empty] | #VALUE! | #VALUE! | #VALUE! | 4 | Construction of chamber for 100mm sluice plates | item5 | 10 | Nos
1.027 | Supply & installation of Vertical Centrifugal Dewatering non-clog Sump Pumps of Kirloskar Brothers Ltd. make of Model 1500 CW of capacity appx. 16 M3/Hr at the head of 12 Meters complete with 2.0 HP / 1.5 KW 3 Phase, Submersible Induction Motor suitable for operation on 415 Volt 50 Hz. complete etc as per required by user. | BI01010001010000000000000515BI0100001140 | 2 | No. | 6580 |  |  | Excess(+) | 1 | Full Conversion | INR | [40 empty] | #VALUE! | #VALUE! | #VALUE! | 4 | Construction of chamber for 100mm sluice plates | item5 | 10 | Nos
1.028 | Submersible Pumps in Bore Wells (Total 21 pumps are Installed at 21 stations, 2 pumps are installed at depot and 1 at Residential complex on Aqua Line) | BI01010001010000000000000515BI0100001141 | [52 empty] | 4 | Construction of chamber for 100mm sluice plates | item5 | 10 | Nos
1.029 | Servicing, Repairs & replacement of spare parts in Centrifugal Submersible Pumps of CRI Pumps (P) Ltd. make of Model 4M-13/14 or 4M-8E/17 or S6G-22/5 of capacity 9-16 M3/Hr at the head of 50-90 Meters complete with UP TO 5.0 HP / 3.7 KW 3 Phase, 2900 rpm, Submersible Induction Motor suitable for operation on 415 Volt 50 Hz. AC installed in the bore well complete etc as required for following items of work without Panel: | BI01010001010000000000000515BI0100001142 | [48 empty] | Makes: CRI, Kriloskar, crompton, Rockwell |  |  |  | 4 | Construction of chamber for 100mm sluice plates | item5 | 10 | Nos
1.03 | Deep in and deep out with safety of pump from Bore Well after disconnection from suction and discharge plumbing work, taking out of column pipes from the bore, stacking / storing safe, shifting to workshop, re-assembling after servicing / repair in workshop and re-installation in the Bore Well with existing column pipes, re-connection of suction & discharge plumbing work, testing & commissioning at site complete etc as required. | BI01010001010000000000000515BI0100001143 | 3 | No. | 17500 |  |  | Excess(+) | 1 | Full Conversion | INR | [40 empty] | #VALUE! | #VALUE! | #VALUE! | 4 | Construction of chamber for 100mm sluice plates | item5 | 10 | Nos
1.031 | Rewinding of submersible Motor with F class insulation & winding wire after removing burnt copper wires complete etc as required (Rates considering the salvage value of old dismantled copper wire which shall be retained by the contractor) | BI01010001010000000000000515BI0100001144 | 3 | No. | 5180 |  |  | Excess(+) | 1 | Full Conversion | INR | [40 empty] | #VALUE! | #VALUE! | #VALUE! | 4 | Construction of chamber for 100mm sluice plates | item5 | 10 | Nos
1.032 | Overhauling of Pump with replacement of thrust bearings complete motor & pump shaft, GM bush, impeller, thures Plate etc as required. | BI01010001010000000000000515BI0100001145 | 3 | No. | 4900 |  |  | Excess(+) | 1 | Full Conversion | INR | [40 empty] | #VALUE! | #VALUE! | #VALUE! | 4 | Construction of chamber for 100mm sluice plates | item5 | 10 | Nos
1.033 | Supply & installation of Centrifugal Submersible Pumps of CRI Pumps (P) Ltd. make of Model 4M-13/14 of capacity 9-16 M3/Hr at the head of 50-90 Meters complete with 5.0 HP / 3.7 KW 3 Phase Submersible Induction Motor suitable for operation on 415 Volt 50 Hz. AC installed in the bore well complete etc as required. | BI01010001010000000000000515BI0100001146 | 5 | No. | 6300 |  |  | Excess(+) | 1 | Full Conversion | INR | [40 empty] | #VALUE! | #VALUE! | #VALUE! | 4 | Construction of chamber for 100mm sluice plates | item5 | 10 | Nos
1.034 | Domestic Water Pumps installed at Depot - 2 Nos. | BI01010001010000000000000515BI0100001147 | [52 empty] | 4 | Construction of chamber for 100mm sluice plates | item5 | 10 | Nos
1.035 | Servicing, Repairs & replacement of spare parts in Horizontal Centrifugal Pumps of Crompton Greaves, make of Model MBN 7.52/2017 of capacity 20 M3/Hr at the head of 35 Meters complete with 5.5 KW / 7.5 HP 3 Phase Induction, 2900 RPM Motor suitable for operation on 415 Volt 50 Hz. AC complete etc as required for following items of work without panel: | BI01010001010000000000000515BI0100001148 | [52 empty] | 4 | Construction of chamber for 100mm sluice plates | item5 | 10 | Nos
1.036 | Dismantling the pump from foundation after disconnection from WPP, suction and discharge plumbing work, shifting to workshop, re-assembling after servicing / repair in workshop and re-installation on foundation, re-connection of suction & discharge plumbing work, Electrical Connections with WPP, testing & commissioning at site as per required. | BI01010001010000000000000515BI0100001149 | 1 | No. | 17500 |  |  | Excess(+) | 1 | Full Conversion | INR | [40 empty] | #VALUE! | #VALUE! | #VALUE! | 4 | Construction of chamber for 100mm sluice plates | item5 | 10 | Nos
1.037 | Rewinding of Motor with copper winding wire with F class insulation after removing burnt copper wires complete etc as required (Rates considering the salvage value of old dismantled copper wire which shall be retained by the contractor,after old scrap less) | BI01010001010000000000000515BI0100001150 | 1 | No. | 6440 |  |  | Excess(+) | 1 | Full Conversion | INR | [40 empty] | #VALUE! | #VALUE! | #VALUE! | 4 | Construction of chamber for 100mm sluice plates | item5 | 10 | Nos
1.038 | Overhauling of Pump with replacement of standard class ball bearings, complete Bush Sleev , impeller ,shaft etc as required. | BI01010001010000000000000515BI0100001151 | 1 | No. | 5320 |  |  | Excess(+) | 1 | Full Conversion | INR | [40 empty] | #VALUE! | #VALUE! | #VALUE! | 4 | Construction of chamber for 100mm sluice plates | item5 | 10 | Nos
1.039 | Supply & installation of Horizontal Centrifugal Pumps of Crompton Greaves, make of Model MBN 7.52/2017 of capacity 20 M3/Hr at the head of 35 Meters complete with 5.5 KW / 7.5 HP 3 Phase Induction, 2900 RPM Motor suitable for operation on 415 Volt 50 Hz. AC complete etc as required | BI01010001010000000000000515BI0100001152 | 1 | No. | 51030 |  |  | Excess(+) | 1 | Full Conversion | INR | [40 empty] | #VALUE! | #VALUE! | #VALUE! | 4 | Construction of chamber for 100mm sluice plates | item5 | 10 | Nos
1.04 | Treated Water Pumps Installed at Depot - 2 Nos. | BI01010001010000000000000515BI0100001153 | [52 empty] | 4 | Construction of chamber for 100mm sluice plates | item5 | 10 | Nos
1.041 | Servicing, Repairs & replacement of standard class spare parts in Horizontal Centrifugal Pumps of Crompton Greaves, make of Model MBNH10.2/2017 of capacity 33 M3/Hr at the head of 45 Meters complete with 7.5 KW / 10 HP 3 Phase Induction, 2900 RPM Motor suitable for operation on 415 Volt 50 Hz. AC complete etc as required for following items of work without panel: | BI01010001010000000000000515BI0100001154 | [52 empty] | 4 | Construction of chamber for 100mm sluice plates | item5 | 10 | Nos
1.042 | Dismantling the pump from foundation after disconnection from WPP, suction and discharge plumbing work, shifting to workshop, re-assembling after servicing / repair in workshop and re-installation on foundation, re-connection of suction & discharge plumbing work, Electrical Connections with WPP, testing & commissioning at site complete etc as required. | BI01010001010000000000000515BI0100001155 | 2 | No. | 17500 |  |  | Excess(+) | 1 | Full Conversion | INR | [40 empty] | #VALUE! | #VALUE! | #VALUE! | 4 | Construction of chamber for 100mm sluice plates | item5 | 10 | Nos
1.043 | Rewinding of Motor with copper winding wire with F class insulation after removing burnt copper wires complete etc as required (Rates considering the salvage value of old dismantled copper wire which shall be retained by the contractor) | BI01010001010000000000000515BI0100001156 | 2 | No. | 9800 |  |  | Excess(+) | 1 | Full Conversion | INR | [40 empty] | #VALUE! | #VALUE! | #VALUE! | 4 | Construction of chamber for 100mm sluice plates | item5 | 10 | Nos
1.044 | Overhauling of Pump with replacement of standard class ball bearings, complete bush,sleeve, shaft, impeller etc as required. | BI01010001010000000000000515BI0100001157 | 2 | No. | 6720 |  |  | Excess(+) | 1 | Full Conversion | INR | [40 empty] | #VALUE! | #VALUE! | #VALUE! | 4 | Construction of chamber for 100mm sluice plates | item5 | 10 | Nos
1.045 | Supply & installation of Horizontal Centrifugal Pumps of Crompton Greaves, make of Model MBNH10.2/2017 of capacity 33 M3/Hr at the head of 45 Meters complete with 7.5 KW / 10 HP 3 Phase Induction, 2900 RPM Motor suitable for operation on 415 Volt 50 Hz. AC complete etc as required | BI01010001010000000000000515BI0100001158 | 1 | No. | 55650 |  |  | Excess(+) | 1 | Full Conversion | INR | [40 empty] | #VALUE! | #VALUE! | #VALUE! | 4 | Construction of chamber for 100mm sluice plates | item5 | 10 | Nos
1.046 | Submersible Pumps in Bore Wells (1 pump is installed at depot on Aqua Line) | BI01010001010000000000000515BI0100001159 | [52 empty] | 4 | Construction of chamber for 100mm sluice plates | item5 | 10 | Nos
1.047 | Servicing, Repairs & replacement of spare parts in Centrifugal Submersible Pumps of KSB Pumps make of Model BPH33/47HB235 of capacity 90 M3/Hr at the head of 54 Meters complete with 10.0 HP / 7.7 KW 3 Phase, 2900 rpm, Submersible Induction Motor suitable for operation on 415 Volt 50 Hz. AC installed in the bore well complete etc as required for following items of work without panel: | BI01010001010000000000000515BI0100001160 | [52 empty] | 4 | Construction of chamber for 100mm sluice plates | item5 | 10 | Nos
1.048 | Dismantling the pump from Bore Well after disconnection from suction and discharge plumbing work, taking out of column pipes from the bore, stacking / storing safe, shifting to workshop, re-assembling after servicing / repair in workshop and re-installation in the Bore Well with existing column pipes, re-connection of suction & discharge plumbing work, testing & commissioning at site complete etc as required. | BI01010001010000000000000515BI0100001161 | 1 | No. | 17500 |  |  | Excess(+) | 1 | Full Conversion | INR | [40 empty] | #VALUE! | #VALUE! | #VALUE! | 4 | Construction of chamber for 100mm sluice plates | item5 | 10 | Nos
1.049 | Rewinding of submersible Motor with submersible copper winding wire along with F class insulation after removing burnt copper wires complete etc as required (Rates considering the salvage value of old dismantled copper wire which shall be retained by the contractor after old scrap less) | BI01010001010000000000000515BI0100001162 | 1 | No. | 11200 |  |  | Excess(+) | 1 | Full Conversion | INR | [40 empty] | #VALUE! | #VALUE! | #VALUE! | 4 | Construction of chamber for 100mm sluice plates | item5 | 10 | Nos
1.05 | Overhauling of Pump with replacement of standard class thrust bearings, complete motor & Pump shaft sleev, thures plate etc as required. | BI01010001010000000000000515BI0100001163 | 1 | No. | 7700 |  |  | Excess(+) | 1 | Full Conversion | INR | [40 empty] | #VALUE! | #VALUE! | #VALUE! | 4 | Construction of chamber for 100mm sluice plates | item5 | 10 | Nos
1.051 | Supply & installation of Centrifugal Submersible Pumps of KSB make of Model BPH33/47HB253 of capacity 90 M3/Hr at the head of 54 Meters with 10.0 HP / 7.7 KW 3 Phase Submersible Induction Motor suitable for operation on 415 Volt 50 Hz. AC installed in the bore well complete etc as per required. | BI01010001010000000000000515BI0100001164 | 2 | No. | 55706 |  |  | Excess(+) | 1 | Full Conversion | INR | [40 empty] | #VALUE! | #VALUE! | #VALUE! | 4 | Construction of chamber for 100mm sluice plates | item5 | 10 | Nos
1.052 | De-watering sump Pumps at Depot (Total 6 Nos. pumps 1 for Utility Gallery, 2 DCO store and 3 in Workshop are Installed) | BI01010001010000000000000515BI0100001165 | [52 empty] | 4 | Construction of chamber for 100mm sluice plates | item5 | 10 | Nos
1.053 | Servicing, Repairs & replacement of spare parts in Vertical Centrifugal Dewatering non-clog Sump Pumps of Crompton Greaves make of Model CDPJ550 of capacity 2 to 9 M3/Hr at the head of 2 to 9 Meters complete with 01 HP / 0.75KW 1 Phase, Submersible Induction Motor suitable for operation on 230 Volt 50 Hz. AC complete etc as required for following items of work without panel: | BI01010001010000000000000515BI0100001166 | [52 empty] | 4 | Construction of chamber for 100mm sluice plates | item5 | 10 | Nos
1.054 | Dismantling the pump from foundation after disconnection from WPP, suction and discharge plumbing work, shifting to workshop, re-assembling after servicing / repair in workshop and re-installation on foundation, re-connection of suction & discharge plumbing work, testing & commissioning at site complete etc as required. | BI01010001010000000000000515BI0100001167 | 3 | No. | 2800 |  |  | Excess(+) | 1 | Full Conversion | INR | [40 empty] | #VALUE! | #VALUE! | #VALUE! | 4 | Construction of chamber for 100mm sluice plates | item5 | 10 | Nos
1.055 | Rewinding of Motor with copper winding wire with F class insulation after removing burnt copper wires complete etc as required (Rates considering the salvage value of old dismantled copper wire which shall be retained by the contractor) | BI01010001010000000000000515BI0100001168 | 3 | No. | 3080 |  |  | Excess(+) | 1 | Full Conversion | INR | [40 empty] | #VALUE! | #VALUE! | #VALUE! | 4 | Construction of chamber for 100mm sluice plates | item5 | 10 | Nos
1.056 | Overhauling of Pump with replacement of standard class ball bearings complete mechanical seal, o ring kit + oil shaft impeller etc as required. | BI01010001010000000000000515BI0100001169 | 3 | No. | 3920 |  |  | Excess(+) | 1 | Full Conversion | INR | [40 empty] | #VALUE! | #VALUE! | #VALUE! | 4 | Construction of chamber for 100mm sluice plates | item5 | 10 | Nos
1.057 | Water Supply Pumps for Residential Complex at Depot (Horizontal Submersible) | BI01010001010000000000000515BI0100001170 | [52 empty] | 4 | Construction of chamber for 100mm sluice plates | item5 | 10 | Nos
1.058 | Servicing, Repairs & replacement of spare parts in Horizontal Centrifugal Submersible Pumps of Kirloskar, make of Model KOS1050+ of capacity 40 Metre cube/hr at the head of 36 Meters complete with 7.5 KW / 10 HP 3 Phase Induction, 2900 RPM Motor suitable for operation on 415 Volt 50 Hz. AC complete etc as required for following items of work without panel: | BI01010001010000000000000515BI0100001171 | [52 empty] | 4 | Construction of chamber for 100mm sluice plates | item5 | 10 | Nos
1.059 | Dismantling the pump from foundation after disconnection from WPP, suction and discharge plumbing work, shifting to workshop, re-assembling after servicing / repair in workshop and re-installation on foundation, re-connection of suction & discharge plumbing work, Electrical Connections with WPP, testing & commissioning at site complete etc as required. | BI01010001010000000000000515BI0100001172 | 1 | No. | 17500 |  |  | Excess(+) | 1 | Full Conversion | INR | [40 empty] | #VALUE! | #VALUE! | #VALUE! | 4 | Construction of chamber for 100mm sluice plates | item5 | 10 | Nos
1.06 | Rewinding of Motor with copper winding wire with F Class insulation after removing burnt copper wires complete etc as required (Rates considering the salvage value of old dismantled copper wire which shall be retained by the contractor, after all old scrap less) | BI01010001010000000000000515BI0100001173 | 1 | No. | 9800 |  |  | Excess(+) | 1 | Full Conversion | INR | [40 empty] | #VALUE! | #VALUE! | #VALUE! | 4 | Construction of chamber for 100mm sluice plates | item5 | 10 | Nos
1.061 | Overhauling of Pump with replacement of standard class of ball bearings ,complete shaft sleeve, impeller etc as required. | BI01010001010000000000000515BI0100001174 | 1 | No. | 8400 |  |  | Excess(+) | 1 | Full Conversion | INR | [40 empty] | #VALUE! | #VALUE! | #VALUE! | 4 | Construction of chamber for 100mm sluice plates | item5 | 10 | Nos
1.062 | Supply of Horizontal Centrifugal Submersible Pumps of Kirloskar, make of Model KOS1050+ of capacity 40metre cube/hr at the head of 36 Meters complete with 7.5 KW / 10 HP 3 Phase Induction, 2900 RPM Motor suitable for operation on 415 Volt 50 Hz. AC complete etc as required for following items of work without panel: | BI01010001010000000000000515BI0100001175 | 1 | No. | 55706 |  |  | Excess(+) | 1 | Full Conversion | INR | [40 empty] | #VALUE! | #VALUE! | #VALUE! | 4 | Construction of chamber for 100mm sluice plates | item5 | 10 | Nos
1.063 | Installation of Horizontal Centrifugal Submersible Pumps of Kirloskar, make of Model KOS1050+ of capacity 40metre cube/hr at the head of 36 Meters complete with 7.5 KW / 10 HP 3 Phase Induction, 2900 RPM Motor suitable for operation on 415 Volt 50 Hz. AC complete etc as required for following items of work without panel: | BI01010001010000000000000515BI0100001176 | 2 | No. | 55706 |  |  | Excess(+) | 1 | Full Conversion | INR | [40 empty] | #VALUE! | #VALUE! | #VALUE! | 4 | Construction of chamber for 100mm sluice plates | item5 | 10 | Nos
1.064 | (Terrace Fire Pumps at Residential Complex - 10 Nos.) | BI01010001010000000000000515BI0100001177 | [52 empty] | 4 | Construction of chamber for 100mm sluice plates | item5 | 10 | Nos
1.065 | Servicing, Repairs & replacement of spare parts in Horizontal Centrifugal Pumps of Kirloskar, make of Model KI160L of capacity 54 M3/Hr at the head of 35 Meters complete with 15 KW / 20 HP 3 Phase Induction, 1450 RPM Motor suitable for operation on 415 Volt 50 Hz. AC complete etc as required for following items of work without panel: | BI01010001010000000000000515BI0100001178 | [52 empty] | 4 | Construction of chamber for 100mm sluice plates | item5 | 10 | Nos
1.066 | Dismantling the pump from foundation after disconnection from WPP, suction and discharge plumbing work, shifting to workshop, re-assembling after servicing / repair in workshop and re-installation on foundation, re-connection of suction & discharge plumbing work, Electrical Connections with WPP, testing & commissioning at site complete etc as required. | BI01010001010000000000000515BI0100001179 | 2 | No. | 17500 |  |  | Excess(+) | 1 | Full Conversion | INR | [40 empty] | #VALUE! | #VALUE! | #VALUE! | 4 | Construction of chamber for 100mm sluice plates | item5 | 10 | Nos
1.067 | Rewinding of Motor with copper winding wire with F Class insulation after removing burnt copper wires complete etc as required (Rates considering the salvage value of old dismantled copper wire which shall be retained by the contractor after old scrap less) | BI01010001010000000000000515BI0100001180 | 2 | No. | 13300 |  |  | Excess(+) | 1 | Full Conversion | INR | [40 empty] | #VALUE! | #VALUE! | #VALUE! | 4 | Construction of chamber for 100mm sluice plates | item5 | 10 | Nos
1.068 | Overhauling of Pump with replacement of standard class of ball bearings, complete shaft ss, sleeve, mechanical seal etc as required. | BI01010001010000000000000515BI0100001181 | 2 | No. | 12600 |  |  | Excess(+) | 1 | Full Conversion | INR | [40 empty] | #VALUE! | #VALUE! | #VALUE! | 4 | Construction of chamber for 100mm sluice plates | item5 | 10 | Nos
1.069 | (Terrace Fire Pumps at Residential Complex - 2 Nos. Tower G & Cummunity Centre) | BI01010001010000000000000515BI0100001182 | [52 empty] | 4 | Construction of chamber for 100mm sluice plates | item5 | 10 | Nos
1.07 | Servicing, Repairs & replacement of spare parts in Horizontal Centrifugal Pumps of Kirloskar, make of Model KI160L of capacity 54 M3/Hr at the head of 35 Meters complete with 15 KW / 20 HP 3 Phase Induction, 1450 RPM Motor suitable for operation on 415 Volt 50 Hz. AC complete etc as required for following items of work without panel: | BI01010001010000000000000515BI0100001183 | [52 empty] | 4 | Construction of chamber for 100mm sluice plates | item5 | 10 | Nos
1.071 | Dismantling the pump from foundation after disconnection from WPP, suction and discharge plumbing work, shifting to workshop, re-assembling after servicing / repair in workshop and re-installation on foundation, re-connection of suction & discharge plumbing work, Electrical Connections with WPP, testing & commissioning at site complete etc as required. | BI01010001010000000000000515BI0100001184 | 1 | No. | 17500 |  |  | Excess(+) | 1 | Full Conversion | INR | [40 empty] | #VALUE! | #VALUE! | #VALUE! | 4 | Construction of chamber for 100mm sluice plates | item5 | 10 | Nos
1.072 | Rewinding of Motor with copper winding wire with F class insulation after removing burnt copper wires complete etc as required (Rates considering the salvage value of old dismantled copper wire which shall be retained by the contractor after old scrap less) | BI01010001010000000000000515BI0100001185 | 1 | No. | 13300 |  |  | Excess(+) | 1 | Full Conversion | INR | [40 empty] | #VALUE! | #VALUE! | #VALUE! | 4 | Construction of chamber for 100mm sluice plates | item5 | 10 | Nos
1.073 | Overhauling of Pump with replacement of standard class ball bearings, complete shaft, ss sleeve, mechanical seal etc as required. | BI01010001010000000000000515BI0100001186 | 1 | No. | 12600 |  |  | Excess(+) | 1 | Full Conversion | INR | [40 empty] | #VALUE! | #VALUE! | #VALUE! | 4 | Construction of chamber for 100mm sluice plates | item5 | 10 | Nos
1.074 | Booster Pump 1.0HP with 24 Ltr Tank | BI01010001010000000000000515BI0100001187 | [52 empty] | 4 | Construction of chamber for 100mm sluice plates | item5 | 10 | Nos
1.075 | Dismantling the pump from foundation after disconnection from WPP, suction and discharge plumbing work, shifting to workshop, re-assembling after servicing / repair in workshop and re-installation on foundation, re-connection of suction & discharge plumbing work, Electrical Connections with WPP, testing & commissioning at site complete etc as required. | BI01010001010000000000000515BI0100001188 | 1 | No | 2800 |  |  | Excess(+) | 1 | Full Conversion | INR | [40 empty] | #VALUE! | #VALUE! | #VALUE! | 4 | Construction of chamber for 100mm sluice plates | item5 | 10 | Nos
1.076 | Rewinding of Motor with copper winding wire with F class insulation after removing burnt copper wires complete etc. as required (Rates considering the salvage value of old dismantled copper wire which shall be retained by the contractor after old scrap less) | BI01010001010000000000000515BI0100001189 | 1 | No | 2100 |  |  | Excess(+) | 1 | Full Conversion | INR | [40 empty] | #VALUE! | #VALUE! | #VALUE! | 4 | Construction of chamber for 100mm sluice plates | item5 | 10 | Nos
1.077 | Overhauling of Pump with replacement of standard class ball bearings, complete shaft, ss sleeve, mechanical, Impeller etc. as required. | BI01010001010000000000000515BI0100001190 | 1 | No | 2800 |  |  | Excess(+) | 1 | Full Conversion | INR | [40 empty] | #VALUE! | #VALUE! | #VALUE! | 4 | Construction of chamber for 100mm sluice plates | item5 | 10 | Nos
1.078 | Supply of Booster pump of 1.0 HP with 24 Ltr | BI01010001010000000000000515BI0100001191 | 1 | No | 9100 |  |  | Excess(+) | 1 | Full Conversion | INR | [40 empty] | #VALUE! | #VALUE! | #VALUE! | 4 | Construction of chamber for 100mm sluice plates | item5 | 10 | Nos
1.079 | Staff quarters borewell | BI01010001010000000000000515BI0100001192 | [52 empty] | 4 | Construction of chamber for 100mm sluice plates | item5 | 10 | Nos
1.08 | Servicing, Repairs & replacement of spare parts in Centrifugal Submersible Pumps of KSB Pumps make of Model BPH33/47HB235 of capacity 360lpm at the head of 54 Meters complete with 5 KW / 7.5 HP, 3 Phase, 2900 rpm, Submersible Induction Motor suitable for operation on 415 Volt 50 Hz. AC installed in the bore well complete etc as required for following items of work without panel: | BI01010001010000000000000515BI0100001193 | [52 empty] | 4 | Construction of chamber for 100mm sluice plates | item5 | 10 | Nos
1.081 | Dismantling the pump from Bore Well after disconnection from suction and discharge plumbing work, taking out of column pipes from the bore, stacking / storing safe, shifting to workshop, re-assembling after servicing / repair in workshop and re-installation in the Bore Well with existing column pipes, re-connection of suction & discharge plumbing work, testing & commissioning at site complete etc as required. | BI01010001010000000000000515BI0100001194 | 1 | No. | 7000 |  |  | Excess(+) | 1 | Full Conversion | INR | [40 empty] | #VALUE! | #VALUE! | #VALUE! | 4 | Construction of chamber for 100mm sluice plates | item5 | 10 | Nos
1.082 | Rewinding of submersible Motor with submersible copper winding wire along with F class insulation after removing burnt copper wires complete etc as required (Rates considering the salvage value of old dismantled copper wire which shall be retained by the contractor after old scrap less) | BI01010001010000000000000515BI0100001195 | 1 | No. | 9800 |  |  | Excess(+) | 1 | Full Conversion | INR | [40 empty] | #VALUE! | #VALUE! | #VALUE! | 4 | Construction of chamber for 100mm sluice plates | item5 | 10 | Nos
1.083 | Overhauling of Pump with replacement of standard class thrust bearings, complete motor & Pump shaft sleev, thures plate etc as required. | BI01010001010000000000000515BI0100001196 | 1 | No. | 8400 |  |  | Excess(+) | 1 | Full Conversion | INR | [40 empty] | #VALUE! | #VALUE! | #VALUE! | 4 | Construction of chamber for 100mm sluice plates | item5 | 10 | Nos
1.084 | Supply & installation of Centrifugal Submersible Pumps of KSB make of Model BPH33/47HB253 of capacity 360 LPM at the head of 54 Meters with 5Kw / 7.5 HP 3 Phase Submersible Induction Motor suitable for operation on 415 Volt 50 Hz. AC installed in the bore well complete etc as per required. | BI01010001010000000000000515BI0100001197 | 1 | No. | 52038 |  |  | Excess(+) | 1 | Full Conversion | INR | [40 empty] | #VALUE! | #VALUE! | #VALUE! | 4 | Construction of chamber for 100mm sluice plates | item5 | 10 | Nos
1.085 | CABLES(Stations and Depot) | BI01010001010000000000000515BI0100001198 | [48 empty] | All cables should be FRLS as per metro standards. Makes : Polycab, KEI, Finolex, Havels, Bonton |  |  |  | 4 | Construction of chamber for 100mm sluice plates | item5 | 10 | Nos
1.086 | Laying of one number PVC insulated and PVC sheathed / XLPE Al power cable of 1.1 KV grade of following size direct in ground including excavation and refilling the trench etc as required, but excluding sand cushioning and protective covering. | BI01010001010000000000000515BI0100001199 | [52 empty] | 4 | Construction of chamber for 100mm sluice plates | item5 | 10 | Nos
1.087 | Above 35 sq. mm and upto 95 sq. mm | BI01010001010000000000000515BI0100001200 | 250 | meter | 253.4 |  |  | Excess(+) | 1 | Full Conversion | INR | [40 empty] | #VALUE! | #VALUE! | #VALUE! | 4 | Construction of chamber for 100mm sluice plates | item5 | 10 | Nos
1.088 | Above 95 sq. mm and upto 185 sq. mm | BI01010001010000000000000515BI0100001201 | 500 | meter | 308 |  |  | Excess(+) | 1 | Full Conversion | INR | [40 empty] | #VALUE! | #VALUE! | #VALUE! | 4 | Construction of chamber for 100mm sluice plates | item5 | 10 | Nos
1.089 | Laying of one number PVC insulated and PVC sheathed / XLPE Al power cable of 1.1 KV grade of following size in the existing RCC/ HUME/ METAL pipe as required | BI01010001010000000000000515BI0100001202 | [52 empty] | 4 | Construction of chamber for 100mm sluice plates | item5 | 10 | Nos
1.09 | Upto 35 sq. mm | BI01010001010000000000000515BI0100001203 | 300 | meter | 56 |  |  | Excess(+) | 1 | Full Conversion | INR | [40 empty] | #VALUE! | #VALUE! | #VALUE! | 4 | Construction of chamber for 100mm sluice plates | item5 | 10 | Nos
1.091 | Laying and fixing of one number PVC insulated and PVC sheathed / XLPE Al power cable of 1.1 KV grade of following size on wall surface as required | BI01010001010000000000000515BI0100001204 | [52 empty] | 4 | Construction of chamber for 100mm sluice plates | item5 | 10 | Nos
1.092 | Upto 35 sq. mm | BI01010001010000000000000515BI0100001205 | 5000 | meter | 63 |  |  | Excess(+) | 1 | Full Conversion | INR | [40 empty] | #VALUE! | #VALUE! | #VALUE! | 4 | Construction of chamber for 100mm sluice plates | item5 | 10 | Nos
1.093 | Above 35 sq. mm and upto 95 sq. mm | BI01010001010000000000000515BI0100001206 | 200 | meter | 168 |  |  | Excess(+) | 1 | Full Conversion | INR | [40 empty] | #VALUE! | #VALUE! | #VALUE! | 4 | Construction of chamber for 100mm sluice plates | item5 | 10 | Nos
1.094 | Protective Earthing | BI01010001010000000000000515BI0100001207 | [52 empty] | 4 | Construction of chamber for 100mm sluice plates | item5 | 10 | Nos
1.095 | Providing & fixing of GI strips for interconnecting to earthing stations, panels, DBs etc. of the following sizes in built-up trenches/surface/wall/ground complete with holes & fixing/jointing/terminating accessories etc.( Quantity shall be paid as per the actual measurement as executed) | BI01010001010000000000000515BI0100001208 | [48 empty] | Makes: MEM, BEC, Indiana |  |  |  | 4 | Construction of chamber for 100mm sluice plates | item5 | 10 | Nos
1.096 | 70 mm x 10 mm GI strip | BI01010001010000000000000515BI0100001209 | 50 | M | 448 |  |  | Excess(+) | 1 | Full Conversion | INR | [40 empty] | #VALUE! | #VALUE! | #VALUE! | 4 | Construction of chamber for 100mm sluice plates | item5 | 10 | Nos
1.097 | 50 mm x 6 mm GI strip | BI01010001010000000000000515BI0100001210 | 100 | M | 420 |  |  | Excess(+) | 1 | Full Conversion | INR | [40 empty] | #VALUE! | #VALUE! | #VALUE! | 4 | Construction of chamber for 100mm sluice plates | item5 | 10 | Nos
1.098 | 25 mm X 6 mm GI strip | BI01010001010000000000000515BI0100001211 | 100 | M | 350 |  |  | Excess(+) | 1 | Full Conversion | INR | [40 empty] | #VALUE! | #VALUE! | #VALUE! | 4 | Construction of chamber for 100mm sluice plates | item5 | 10 | Nos
1.099 | 25 mmX3mm GI strips | BI01010001010000000000000515BI0100001212 | 50 | M | 288.4 |  |  | Excess(+) | 1 | Full Conversion | INR | [40 empty] | #VALUE! | #VALUE! | #VALUE! | 4 | Construction of chamber for 100mm sluice plates | item5 | 10 | Nos
1.1 | 8/6 SWG wire | BI01010001010000000000000515BI0100001213 | 500 | M | 35 |  |  | Excess(+) | 1 | Full Conversion | INR | [40 empty] | #VALUE! | #VALUE! | #VALUE! | 4 | Construction of chamber for 100mm sluice plates | item5 | 10 | Nos
1.101 | Supply, installation and testing of Polyplastic earth electrode inspection housing with removable covers capable to handle up to 8 tons load. This specification will meet the requirements of mentioned documents & also working as a reference standard: IEC 62561-5 (requirement of earth electrode inspection housings) and NBC : 2016 ( National Building code).The laboratory test must be in accordance with IES 62561-5:2017 | BI01010001010000000000000515BI0100001214 | 100 | Job | 9100 |  |  | Excess(+) | 1 | Full Conversion | INR | [40 empty] | #VALUE! | #VALUE! | #VALUE! | 4 | Construction of chamber for 100mm sluice plates | item5 | 10 | Nos
1.102 | Supply of earth enhancement compound (carbon based with min 95% of fixed carbon content premixed with corrosion resistant cement etc to have set properties) for maintenance free earthing in the earth pits to improve conductivity of earth electrode and ground contact area tested and conforming to the requirements of IEC 62561-7 having following characteristics along with the user manual: | BI01010001010000000000000515BI0100001215 | 5000 | kg | 70 |  |  | Excess(+) | 1 | Full Conversion | INR | [40 empty] | #VALUE! | #VALUE! | #VALUE! | 4 | Construction of chamber for 100mm sluice plates | item5 | 10 | Nos
1.103 | RoHS tested Earth Enhancement Compound tested by NABL accredited lab in compliance to IEC 62561-7 with a resistivity some with a resistivity of 0.12 ohm-m. | BI01010001010000000000000515BI0100001216 | [52 empty] | 4 | Construction of chamber for 100mm sluice plates | item5 | 10 | Nos
1.104 | An earth enhancing compound shall be tested for Leaching Test, Corrosion Test, Resistivity Test & Sulphur Test. | BI01010001010000000000000515BI0100001217 | [52 empty] | 4 | Construction of chamber for 100mm sluice plates | item5 | 10 | Nos
1.105 | Shall not pollute the soil or local water table and meets environmental friendly requirements for landfill, shall not be explosive & shall not cause burns, irritation to eye, skin etc. In this regard “Safety Data Sheets” shall be submitted by the manufacturers. | BI01010001010000000000000515BI0100001218 | [52 empty] | 4 | Construction of chamber for 100mm sluice plates | item5 | 10 | Nos
1.106 | Marking: The Earth enhancement material shall be supplied in sealed, moisture proof bags. These bags shall be marked with Manufacturer’s name or trade name, quantity etc. | BI01010001010000000000000515BI0100001219 | [52 empty] | 4 | Construction of chamber for 100mm sluice plates | item5 | 10 | Nos
1.107 | PLATE EARTHING- GI Plate Electrode | BI01010001010000000000000515BI0100001220 | [52 empty] | 4 | Construction of chamber for 100mm sluice plates | item5 | 10 | Nos
1.108 | Providing and making plate earthing including the cost of 600 mm x 600 mm x 6.3 mm GI plate electrode, 50 mm dia GI watering pipe, GI funnel with all earth work, Disconnecting links, complete etc as required as per IS 3043:1987 for earthing. | BI01010001010000000000000515BI0100001221 | 20 | Job | 16800 |  |  | Excess(+) | 1 | Full Conversion | INR | [40 empty] | #VALUE! | #VALUE! | #VALUE! | 4 | Construction of chamber for 100mm sluice plates | item5 | 10 | Nos
1.109 | Pipe earthing - GI Pipe electrode | BI01010001010000000000000515BI0100001222 | [52 empty] | 4 | Construction of chamber for 100mm sluice plates | item5 | 10 | Nos
1.11 | Providing and making Earth terminations with 50 mm dia GI perforated pipe complete with 15mm GI watering pipe with funnel with wire mesh etc. complete as per specification and drawing as required for LA system | BI01010001010000000000000515BI0100001223 | 50 | Job | 5320 |  |  | Excess(+) | 1 | Full Conversion | INR | [40 empty] | #VALUE! | #VALUE! | #VALUE! | 4 | Construction of chamber for 100mm sluice plates | item5 | 10 | Nos
1.111 | 30 m High Mast System | BI01010001010000000000000515BI0100001224 | [52 empty] | 4 | Construction of chamber for 100mm sluice plates | item5 | 10 | Nos
1.112 | Rectification of 30m High mast including dismantling and reinstallation | BI01010001010000000000000515BI0100001225 | 5 | JOB | 3500 |  |  | Excess(+) | 1 | Full Conversion | INR | [40 empty] | #VALUE! | #VALUE! | #VALUE! | 4 | Construction of chamber for 100mm sluice plates | item5 | 10 | Nos
1.113 | Rectification of lights at height at 25 feet & above | BI01010001010000000000000515BI0100001226 | 150 | No. ( per light) | 11900 |  |  | Excess(+) | 1 | Full Conversion | INR | [40 empty] | #VALUE! | #VALUE! | #VALUE! | 4 | Construction of chamber for 100mm sluice plates | item5 | 10 | Nos
1.114 | LIGHTNING PROTECTION | BI01010001010000000000000515BI0100001227 | [52 empty] | 4 | Construction of chamber for 100mm sluice plates | item5 | 10 | Nos
1.115 | Supplying and installation of the stainless steel SS-304 air terminations, base plate & clamping as required | BI01010001010000000000000515BI0100001228 | 150 | No. | 425.6 |  |  | Excess(+) | 1 | Full Conversion | INR | [40 empty] | #VALUE! | #VALUE! | #VALUE! | 4 | Construction of chamber for 100mm sluice plates | item5 | 10 | Nos
1.116 | Supply, laying and fixing of the GI horizontal & vertical conductor of following sizes on surface/wall/parapet/shaft complete with joints, bimetallic connectors, testing links & other fixing accessories and clamping/ connection with earth terminations as per specifications & drawing as required. | BI01010001010000000000000515BI0100001229 | [52 empty] | 4 | Construction of chamber for 100mm sluice plates | item5 | 10 | Nos
1.117 | 25 x 3 mm thick GI Strip | BI01010001010000000000000515BI0100001230 | 100 | M | 350 |  |  | Excess(+) | 1 | Full Conversion | INR | [40 empty] | #VALUE! | #VALUE! | #VALUE! | 4 | Construction of chamber for 100mm sluice plates | item5 | 10 | Nos
1.118 | 32 x 6 mm thick GI Strip | BI01010001010000000000000515BI0100001231 | 100 | M | 574 |  |  | Excess(+) | 1 | Full Conversion | INR | [40 empty] | #VALUE! | #VALUE! | #VALUE! | 4 | Construction of chamber for 100mm sluice plates | item5 | 10 | Nos
1.119 | 25 x 6 mm thick GI Strip | BI01010001010000000000000515BI0100001232 | 100 | M | 420 |  |  | Excess(+) | 1 | Full Conversion | INR | [40 empty] | #VALUE! | #VALUE! | #VALUE! | 4 | Construction of chamber for 100mm sluice plates | item5 | 10 | Nos
1.12 | Supply of 20KVA, 415 V, 1:1 Delta-star Isolation transformer with neccesary accessories complete etc as required. | BI01010001010000000000000515BI0100001233 | 1 | No. | 63000 |  |  | Excess(+) | 1 | Full Conversion | INR | [40 empty] | #VALUE! | #VALUE! | #VALUE! | 4 | Construction of chamber for 100mm sluice plates | item5 | 10 | Nos
1.121 | Rewinding of 20 KVA, 15 KVA, 415 V, 1:1 Delta-star Isolation transformer. | BI01010001010000000000000515BI0100001234 | 2 | No. | 28000 |  |  | Excess(+) | 1 | Full Conversion | INR | [40 empty] | #VALUE! | #VALUE! | #VALUE! | 4 | Construction of chamber for 100mm sluice plates | item5 | 10 | Nos
1.122 | Providing services of following qualified & eligible technical workmen for day to day Electrical work/Maintenance work as per requirement of NMRC. | BI01010001010000000000000515BI0100001235 | [52 empty] | 4 | Construction of chamber for 100mm sluice plates | item5 | 10 | Nos
1.123 | Electrician 4 nos. | BI01010001010000000000000515BI0100001236 | 144 | month | 31500 |  |  | Excess(+) | 1 | Full Conversion | INR | [40 empty] | #VALUE! | #VALUE! | #VALUE! | 4 | Construction of chamber for 100mm sluice plates | item5 | 10 | Nos
1.124 | Repair of flow switches used for water flow status; MODEL WFD60 system sensor make; minimum flow rate for alarm 4-10 gpm | BI01010001010000000000000515BI0100001237 | 4 | No. | 2800 |  |  | Excess(+) | 1 | Full Conversion | INR | [40 empty] | #VALUE! | #VALUE! | #VALUE! | 4 | Construction of chamber for 100mm sluice plates | item5 | 10 | Nos
1.125 | Wiring for light point/ fan point/ exhaust fan point/ call bell point with 1.5 sq.mm FRLS PVC insulated copper conductor single core cable in surface / recessed steel conduit, with modular switch, modular plate, suitable GI box and earthing the point with 1.5 sq.mm FRLS PVC insulated copper conductor single core cable etc. as required | BI01010001010000000000000515BI0100001238 | [52 empty] | 4 | Construction of chamber for 100mm sluice plates | item5 | 10 | Nos
1.126 | Group C (non residential building) | BI01010001010000000000000515BI0100001239 | 300 | Point | 1698.2 |  |  | Excess(+) | 1 | Full Conversion | INR | [40 empty] | #VALUE! | #VALUE! | #VALUE! | 4 | Construction of chamber for 100mm sluice plates | item5 | 10 | Nos
1.127 | Group A (1-2 & 3 Bedroom houses) | BI01010001010000000000000515BI0100001240 | 300 | Point | 1183 |  |  | Excess(+) | 1 | Full Conversion | INR | [40 empty] | #VALUE! | #VALUE! | #VALUE! | 4 | Construction of chamber for 100mm sluice plates | item5 | 10 | Nos
1.128 | Supply and fixing Two module stepped type electronic fan regulator on the existing modular plate switch box including connections but excluding modular plate etc. as required. | BI01010001010000000000000515BI0100001241 | 200 | Nos | 420 |  |  | Excess(+) | 1 | Full Conversion | INR | [40 empty] | #VALUE! | #VALUE! | #VALUE! | 4 | Construction of chamber for 100mm sluice plates | item5 | 10 | Nos
1.129 | Repair/rewinding of 300mm , 450mm dia exhaust fan including dismantling and reinstalltion after repair | BI01010001010000000000000515BI0100001242 | 60 | Nos | 560 |  |  | Excess(+) | 1 | Full Conversion | INR | [40 empty] | #VALUE! | #VALUE! | #VALUE! | 4 | Construction of chamber for 100mm sluice plates | item5 | 10 | Nos
1.13 | Repair of 300 mm , 450 mm dia exhaust fan including dismantling and reinstallation after repair | BI01010001010000000000000515BI0100001243 | 20 | Nos | 700 |  |  | Excess(+) | 1 | Full Conversion | INR | [40 empty] | #VALUE! | #VALUE! | #VALUE! | 4 | Construction of chamber for 100mm sluice plates | item5 | 10 | Nos
1.131 | Repair of pedestal fans of 400 mm sweep ( Crompton or Bajaj or Orient make ) | BI01010001010000000000000515BI0100001244 | 20 | Nos | 728 |  |  | Excess(+) | 1 | Full Conversion | INR | [40 empty] | #VALUE! | #VALUE! | #VALUE! | 4 | Construction of chamber for 100mm sluice plates | item5 | 10 | Nos
1.132 | Repair/Rewinding of Ceiling fan of 1400 OR 1200 mm sweep | BI01010001010000000000000515BI0100001245 | 20 | Nos | 630 |  |  | Excess(+) | 1 | Full Conversion | INR | [40 empty] | #VALUE! | #VALUE! | #VALUE! | 4 | Construction of chamber for 100mm sluice plates | item5 | 10 | Nos
1.133 | Supply and fixing of fan hook fabricated from M.S. rod for ceiling fan each complete with cutting of CC & repairing the same if required. | BI01010001010000000000000515BI0100001246 | 100 | no. | 700 |  |  | Excess(+) | 1 | Full Conversion | INR | [40 empty] | #VALUE! | #VALUE! | #VALUE! | 4 | Construction of chamber for 100mm sluice plates | item5 | 10 | Nos
1.134 | Installation, testing and commissioning of ceiling fan, including wiring the down rods of standard length (upto 30 cm) with 1.5 sq. mm FRLS PVC insulated, copper conductor, single core cable etc. as required | BI01010001010000000000000515BI0100001247 | 100 | no. | 490 |  |  | Excess(+) | 1 | Full Conversion | INR | [40 empty] | #VALUE! | #VALUE! | #VALUE! | 4 | Construction of chamber for 100mm sluice plates | item5 | 10 | Nos
1.135 | Supplying and fixing extra down rod of 10 cm length G.I. pipe, 15 mm dia, heavy gauge including painting etc. as required. (Note : More than 5 cm length shall be rounded to the nearest 10 cm and 5 cm or less shall be ignored) | BI01010001010000000000000515BI0100001248 | 100 | no. | 350 |  |  | Excess(+) | 1 | Full Conversion | INR | [40 empty] | #VALUE! | #VALUE! | #VALUE! | 4 | Construction of chamber for 100mm sluice plates | item5 | 10 | Nos
1.136 | Supplying and installing following size of perforated Hot Dipped Galvanised Iron cable tray (Galvanisation thickness not less than 50 microns) with perforation not more than 17.5%, in convenient sections, joined with connectors, suspended from the ceiling with G.I. suspenders including G.I. bolts & nuts, etc. as required. | BI01010001010000000000000515BI0100001249 | [52 empty] | 4 | Construction of chamber for 100mm sluice plates | item5 | 10 | Nos
1.137 | 150 mm width X 50 mm depth X 1.6 mm thickness | BI01010001010000000000000515BI0100001250 | 50 | Metre | 980 |  |  | Excess(+) | 1 | Full Conversion | INR | [40 empty] | #VALUE! | #VALUE! | #VALUE! | 4 | Construction of chamber for 100mm sluice plates | item5 | 10 | Nos
1.138 | Supply & fixing 4 way MCB box waterproof | BI01010001010000000000000515BI0100001251 | 10 | Nos | 4900 |  |  | Excess(+) | 1 | Full Conversion | INR | [40 empty] | #VALUE! | #VALUE! | #VALUE! | 4 | Construction of chamber for 100mm sluice plates | item5 | 10 | Nos
1.139 | Provision of power supply for X- ray machine & DFMD through SS channel | BI01010001010000000000000515BI0100001252 | [52 empty] | 4 | Construction of chamber for 100mm sluice plates | item5 | 10 | Nos
1.14 | Supply & installation of 50 mm Square hollow SS pipe 1.5 mm thickness including cutting, grinding etc as per scope of work and as per site requirement for provision of supply for x-ray machine & DFMD. Specification of SS channel shall be as per employer requirement of the tender. | BI01010001010000000000000515BI0100001253 | 450 | metre | 490 |  |  | Excess(+) | 1 | Full Conversion | INR | [40 empty] | #VALUE! | #VALUE! | #VALUE! | 4 | Construction of chamber for 100mm sluice plates | item5 | 10 | Nos
1.141 | Supply & installation of 100*100 mm, 5 mm thick SS base plate in roof/wall with four suitable fastner as per site requirement. | BI01010001010000000000000515BI0100001254 | 120 | No. | 280 |  |  | Excess(+) | 1 | Full Conversion | INR | [40 empty] | #VALUE! | #VALUE! | #VALUE! | 4 | Construction of chamber for 100mm sluice plates | item5 | 10 | Nos
1.142 | Fixing/grouting of DFMD with 4/2 nos. suitable size of screw/fastners. | BI01010001010000000000000515BI0100001255 | 46 | No. | 7000 |  |  | Excess(+) | 1 | Full Conversion | INR | [40 empty] | #VALUE! | #VALUE! | #VALUE! | 4 | Construction of chamber for 100mm sluice plates | item5 | 10 | Nos
1.143 | Rewiring/laying of wire/cables (armoured/unarmoured) from its existing position size upto 10 sq mm 3/4 core cable of X-BIS machine/DFMD supply in arrangement of SS pipe and switch/socket as per BOQ item no 19.1 to 19.4 complete with routing of wire/cable making hole in SS pipe, termination and earthing etc as per site requirement. | BI01010001010000000000000515BI0100001256 | 450 | metre | 126 |  |  | Excess(+) | 1 | Full Conversion | INR | [40 empty] | #VALUE! | #VALUE! | #VALUE! | 4 | Construction of chamber for 100mm sluice plates | item5 | 10 | Nos
1.144 | Supply, laying and fixing of 3 core cable size 2.5 sq mm, PVC/XLPE FRLS unarmoured copper cables on existing trench/cable tray/wall/truses.in SS pipe with heavy duty GI clamps/saddle of suitable size including termination of cables with suitable size of crimping sockets and glands and dismantling of existing cable and its accessories from existing location as per latest IS code & practice. | BI01010001010000000000000515BI0100001257 | 450 | metre | 350 |  |  | Excess(+) | 1 | Full Conversion | INR | [40 empty] | #VALUE! | #VALUE! | #VALUE! | 4 | Construction of chamber for 100mm sluice plates | item5 | 10 | Nos
1.145 | Supply & installation of top plug of 6A, make as per Employer requirement | BI01010001010000000000000515BI0100001258 | 50 | No. | 28 |  |  | Excess(+) | 1 | Full Conversion | INR | [40 empty] | #VALUE! | #VALUE! | #VALUE! | 4 | Construction of chamber for 100mm sluice plates | item5 | 10 | Nos
1.146 | Supply & installation of top plug of 16A, make as per Employer requirement | BI01010001010000000000000515BI0100001259 | 50 | No. | 49 |  |  | Excess(+) | 1 | Full Conversion | INR | [40 empty] | #VALUE! | #VALUE! | #VALUE! | 4 | Construction of chamber for 100mm sluice plates | item5 | 10 | Nos
1.147 | Supply, installation, modification of addition ABB make 1600A 4P 50kA ACB with LSIG release & standard accessories consisting of Digital multifunction meter, CTS, control MCB & phase indication lamps | BI01010001010000000000000515BI0100001260 | 1 | set | 350000 |  |  | Excess(+) | 1 | Full Conversion | INR | [40 empty] | #VALUE! | #VALUE! | #VALUE! | 4 | Construction of chamber for 100mm sluice plates | item5 | 10 | Nos
1.148 | Supply, installation, testing & commissioning of Front operated front access wall mounted TPN box suitable for outdoor duty, dust and vermin proof( minimum protection 54) along with canopy for avoiding any rain water ingress at RCC level to house 3 no. of TPN of 63A each for VRF ODu units. This includes drilling and fixing of box on wall, fixing of 3 no. of 63A TPN inside the box with suitable spacing between them, making proper holes from top or bottom for incoming and outgoing cables via gromet etc, making all connections with neccessary accessories complete etc as required. Approximate dimensions of Box is 80*18*30 cm (length*depth*height) | BI01010001010000000000000515BI0100001261 | 21 | Job | 18200 |  |  | Excess(+) | 1 | Full Conversion | INR | [40 empty] | #VALUE! | #VALUE! | #VALUE! | 4 | Construction of chamber for 100mm sluice plates | item5 | 10 | Nos
1.149 | Supply, Installation, testing & commissioning of DG battery charger of supply 220V AC input 12V DC , 10A of Max Power supply. | BI01010001010000000000000515BI0100001262 | 2 | No. | 7700 |  |  | Excess(+) | 1 | Full Conversion | INR | [40 empty] | #VALUE! | #VALUE! | #VALUE! | 4 | Construction of chamber for 100mm sluice plates | item5 | 10 | Nos
1.15 | Providing, Installation, testing & commissioning of MCX-41 coil 220V installed at LT panel | BI01010001010000000000000515BI0100001263 | 4 | No. | 28000 |  |  | Excess(+) | 1 | Full Conversion | INR | [40 empty] | #VALUE! | #VALUE! | #VALUE! | 4 | Construction of chamber for 100mm sluice plates | item5 | 10 | Nos
1.151 | Supply & fixing of MOO 31 240V contactor for LT Panel timer set 220 V | BI01010001010000000000000515BI0100001264 | 2 | No. | 1281 |  |  | Excess(+) | 1 | Full Conversion | INR | [40 empty] | #VALUE! | #VALUE! | #VALUE! | 4 | Construction of chamber for 100mm sluice plates | item5 | 10 | Nos
1.152 | Schedule B : Critical spares required for maintenance. | BI01010001010000000000000515BI0100001265 | [52 empty] | 4 | Construction of chamber for 100mm sluice plates | item5 | 10 | Nos
1.153 | MV Switch gear(Stations & Depot) | BI01010001010000000000000515BI0100001266 | [52 empty] | 4 | Construction of chamber for 100mm sluice plates | item5 | 10 | Nos
1.154 | Red/Yellow/Blue/Amber/Green On/Off indicating lamps ( L&T- ESBEE, Schneider make) | BI01010001010000000000000515BI0100001267 | 240 | each | 150 |  |  | Excess(+) | 1 | Full Conversion | INR | [40 empty] | #VALUE! | #VALUE! | #VALUE! | 4 | Construction of chamber for 100mm sluice plates | item5 | 10 | Nos
1.155 | Relays of following types compatible with existing system | BI01010001010000000000000515BI0100001268 | [48 empty] | Relay |  |  |  | 4 | Construction of chamber for 100mm sluice plates | item5 | 10 | Nos
1.156 | Voltage monitoring relay(VMR) with phase sequence , VCT D2, AUX 230V ac, 3P3W (Make Minilec) | BI01010001010000000000000515BI0100001269 | 20 | No. | 3850 |  |  | Excess(+) | 1 | Full Conversion | INR | [40 empty] | #VALUE! | #VALUE! | #VALUE! | 4 | Construction of chamber for 100mm sluice plates | item5 | 10 | Nos
1.157 | Voltage monitoring relay(VMR) with phase sequence , VMR D2, AUX 415V ac, 3P3W (Make Minilec) | BI01010001010000000000000515BI0100001270 | 50 | No. | 3850 |  |  | Excess(+) | 1 | Full Conversion | INR | [40 empty] | #VALUE! | #VALUE! | #VALUE! | 4 | Construction of chamber for 100mm sluice plates | item5 | 10 | Nos
1.158 | Voltage monitoring relay(VMR) 415V ac, type 1C/O (Make L&T ) | BI01010001010000000000000515BI0100001271 | 100 | No. | 3850 |  |  | Excess(+) | 1 | Full Conversion | INR | [40 empty] | #VALUE! | #VALUE! | #VALUE! | 4 | Construction of chamber for 100mm sluice plates | item5 | 10 | Nos
1.159 | VMRT; 300-400V TEKNIKA | BI01010001010000000000000515BI0100001272 | 3 | No. | 3500 |  |  | Excess(+) | 1 | Full Conversion | INR | [40 empty] | #VALUE! | #VALUE! | #VALUE! | 4 | Construction of chamber for 100mm sluice plates | item5 | 10 | Nos
1.16 | VMRG ; 300-400V TEKNIKA | BI01010001010000000000000515BI0100001273 | 3 | No. | 3500 |  |  | Excess(+) | 1 | Full Conversion | INR | [40 empty] | #VALUE! | #VALUE! | #VALUE! | 4 | Construction of chamber for 100mm sluice plates | item5 | 10 | Nos
1.161 | Thermal overload relay OLR WITH BUILT IN SPR PROTECTION of Schneider make following rating : | BI01010001010000000000000515BI0100001274 | [52 empty] | 4 | Construction of chamber for 100mm sluice plates | item5 | 10 | Nos
1.162 | 90-150A; TA25DU5M LRD3363 | BI01010001010000000000000515BI0100001275 | 3 | No. | 12502 |  |  | Excess(+) | 1 | Full Conversion | INR | [40 empty] | #VALUE! | #VALUE! | #VALUE! | 4 | Construction of chamber for 100mm sluice plates | item5 | 10 | Nos
1.163 | 12-18A, LRD21 | BI01010001010000000000000515BI0100001276 | 15 | No. | 3654 |  |  | Excess(+) | 1 | Full Conversion | INR | [40 empty] | #VALUE! | #VALUE! | #VALUE! | 4 | Construction of chamber for 100mm sluice plates | item5 | 10 | Nos
1.164 | 4-6A | BI01010001010000000000000515BI0100001277 | 15 | No. | 2561 |  |  | Excess(+) | 1 | Full Conversion | INR | [40 empty] | #VALUE! | #VALUE! | #VALUE! | 4 | Construction of chamber for 100mm sluice plates | item5 | 10 | Nos
1.165 | THERMAL OVER LOAD RELAY,OLR WITH BUILT IN SPR PROTECTION ABB make | BI01010001010000000000000515BI0100001278 | [52 empty] | 4 | Construction of chamber for 100mm sluice plates | item5 | 10 | Nos
1.166 | 3.5A-5A; type TA25DU5M | BI01010001010000000000000515BI0100001279 | 3 | No. | 970 |  |  | Excess(+) | 1 | Full Conversion | INR | [40 empty] | #VALUE! | #VALUE! | #VALUE! | 4 | Construction of chamber for 100mm sluice plates | item5 | 10 | Nos
1.167 | 10A-14A; Type TA25DU14M | BI01010001010000000000000515BI0100001280 | 9 | No. | 970 |  |  | Excess(+) | 1 | Full Conversion | INR | [40 empty] | #VALUE! | #VALUE! | #VALUE! | 4 | Construction of chamber for 100mm sluice plates | item5 | 10 | Nos
1.168 | 45A-63A; type TA75DU63 | BI01010001010000000000000515BI0100001281 | 7 | No. | 2945 |  |  | Excess(+) | 1 | Full Conversion | INR | [40 empty] | #VALUE! | #VALUE! | #VALUE! | 4 | Construction of chamber for 100mm sluice plates | item5 | 10 | Nos
1.169 | Thermal overload relay (Legrand) : RTX40,10A | BI01010001010000000000000515BI0100001282 | 13 | No. | 2351 |  |  | Excess(+) | 1 | Full Conversion | INR | [40 empty] | #VALUE! | #VALUE! | #VALUE! | 4 | Construction of chamber for 100mm sluice plates | item5 | 10 | Nos
1.17 | OLR THERMAL WITH INBUILT SPPR FEATURE; type MN2; 3-5A; make L&T | BI01010001010000000000000515BI0100001283 | 3 | No. | 1650 |  |  | Excess(+) | 1 | Full Conversion | INR | [40 empty] | #VALUE! | #VALUE! | #VALUE! | 4 | Construction of chamber for 100mm sluice plates | item5 | 10 | Nos
1.171 | Phase failure relay S2VMR3, 2 CO MINILEC | BI01010001010000000000000515BI0100001284 | 50 | No. | 1830 |  |  | Excess(+) | 1 | Full Conversion | INR | [40 empty] | #VALUE! | #VALUE! | #VALUE! | 4 | Construction of chamber for 100mm sluice plates | item5 | 10 | Nos
1.172 | Phase failure relay VSP D1; 1 CO MINILEC; 240V ac | BI01010001010000000000000515BI0100001285 | 6 | No. | 850 |  |  | Excess(+) | 1 | Full Conversion | INR | [40 empty] | #VALUE! | #VALUE! | #VALUE! | 4 | Construction of chamber for 100mm sluice plates | item5 | 10 | Nos
1.173 | Auxiliary Relay 4C/O - 230V AC (make SCHNEIDER) | BI01010001010000000000000515BI0100001286 | 15 | No. | 891 |  |  | Excess(+) | 1 | Full Conversion | INR | [40 empty] | #VALUE! | #VALUE! | #VALUE! | 4 | Construction of chamber for 100mm sluice plates | item5 | 10 | Nos
1.174 | Auxiliary Relay 2C/O - 230V AC (make OMRON) | BI01010001010000000000000515BI0100001287 | 15 | No. | 4500 |  |  | Excess(+) | 1 | Full Conversion | INR | [40 empty] | #VALUE! | #VALUE! | #VALUE! | 4 | Construction of chamber for 100mm sluice plates | item5 | 10 | Nos
1.175 | AUX RELAY,12V and 24V DC,SALZER | BI01010001010000000000000515BI0100001288 | 30 | No. | 3980 |  |  | Excess(+) | 1 | Full Conversion | INR | [40 empty] | #VALUE! | #VALUE! | #VALUE! | 4 | Construction of chamber for 100mm sluice plates | item5 | 10 | Nos
1.176 | Auxiliary Relay 4C/O, 14 pin - 230V AC (make salzer) | BI01010001010000000000000515BI0100001289 | 4 | No. | 3200 |  |  | Excess(+) | 1 | Full Conversion | INR | [40 empty] | #VALUE! | #VALUE! | #VALUE! | 4 | Construction of chamber for 100mm sluice plates | item5 | 10 | Nos
1.177 | Auxiliary Relay 4C/O , 3A, 230V AC (make Omron) | BI01010001010000000000000515BI0100001290 | 10 | No. | 2950 |  |  | Excess(+) | 1 | Full Conversion | INR | [40 empty] | #VALUE! | #VALUE! | #VALUE! | 4 | Construction of chamber for 100mm sluice plates | item5 | 10 | Nos
1.178 | Auxiliary Relay with base 4C/O , 3A, 230V AC (make Omron) | BI01010001010000000000000515BI0100001291 | 10 | No. | 6300 |  |  | Excess(+) | 1 | Full Conversion | INR | [40 empty] | #VALUE! | #VALUE! | #VALUE! | 4 | Construction of chamber for 100mm sluice plates | item5 | 10 | Nos
1.179 | Auxiliary Relay with base 2C/O , 3A, 230V AC (make Omron) | BI01010001010000000000000515BI0100001292 | 15 | No. | 6300 |  |  | Excess(+) | 1 | Full Conversion | INR | [40 empty] | #VALUE! | #VALUE! | #VALUE! | 4 | Construction of chamber for 100mm sluice plates | item5 | 10 | Nos
1.18 | Add on contact block 2NO+2NC ( Schneider) | BI01010001010000000000000515BI0100001293 | 30 | No. | 750 |  |  | Excess(+) | 1 | Full Conversion | INR | [40 empty] | #VALUE! | #VALUE! | #VALUE! | 4 | Construction of chamber for 100mm sluice plates | item5 | 10 | Nos
1.181 | Add on contact block 2NO+2NC ( Legrand) CTX mini | BI01010001010000000000000515BI0100001294 | 50 | No. | 850 |  |  | Excess(+) | 1 | Full Conversion | INR | [40 empty] | #VALUE! | #VALUE! | #VALUE! | 4 | Construction of chamber for 100mm sluice plates | item5 | 10 | Nos
1.182 | Add on contact block 2NO+2NC ( ABB) | BI01010001010000000000000515BI0100001295 | 30 | No. | 750 |  |  | Excess(+) | 1 | Full Conversion | INR | [40 empty] | #VALUE! | #VALUE! | #VALUE! | 4 | Construction of chamber for 100mm sluice plates | item5 | 10 | Nos
1.183 | Add on contact block LADN11 ( Schneider) | BI01010001010000000000000515BI0100001296 | 7 | No. | 850 |  |  | Excess(+) | 1 | Full Conversion | INR | [40 empty] | #VALUE! | #VALUE! | #VALUE! | 4 | Construction of chamber for 100mm sluice plates | item5 | 10 | Nos
1.184 | Following DIGITAL meters compatible with existing system | BI01010001010000000000000515BI0100001297 | [52 empty] | 4 | Construction of chamber for 100mm sluice plates | item5 | 10 | Nos
1.185 | AMMETER, 96 Sq.mm CTR-/5A, WITH INBUILT SELECTOR , DM3110; 0-150A ; SCHNEIDER make | BI01010001010000000000000515BI0100001298 | 3 | No. | 2512 |  |  | Excess(+) | 1 | Full Conversion | INR | [40 empty] | #VALUE! | #VALUE! | #VALUE! | 4 | Construction of chamber for 100mm sluice plates | item5 | 10 | Nos
1.186 | AMMETER, 96 Sq.mm CTR-/5A, WITH INBUILT SELECTOR , DM1110; 0-20A ; SCHNEIDER make | BI01010001010000000000000515BI0100001299 | 6 | No. | 1123 |  |  | Excess(+) | 1 | Full Conversion | INR | [40 empty] | #VALUE! | #VALUE! | #VALUE! | 4 | Construction of chamber for 100mm sluice plates | item5 | 10 | Nos
1.187 | MFM, MULTIFUNCTION METER CTR- /5A,CL-1 WITH COMM. PORT RS-485 NOMINAL VOLTAGE : 415V AC AUXILIARY VOLTAGE :230V AC HAVING FOLLOWING PARAMETER V,A,F,PF,POWER,KWH WITH TOD etc;Digital; PM5310; SCHNEIDER make of following ratings | BI01010001010000000000000515BI0100001300 | [48 empty] | Meters |  |  |  | 4 | Construction of chamber for 100mm sluice plates | item5 | 10 | Nos
1.188 | 600/5a, CL-1 | BI01010001010000000000000515BI0100001301 | 5 | No. | 27256 |  |  | Excess(+) | 1 | Full Conversion | INR | [40 empty] | #VALUE! | #VALUE! | #VALUE! | 4 | Construction of chamber for 100mm sluice plates | item5 | 10 | Nos
1.189 | 250/5A, CL-1 | BI01010001010000000000000515BI0100001302 | 5 | No. | 22500 |  |  | Excess(+) | 1 | Full Conversion | INR | [40 empty] | #VALUE! | #VALUE! | #VALUE! | 4 | Construction of chamber for 100mm sluice plates | item5 | 10 | Nos
1.19 | 400/5A, CL-1 | BI01010001010000000000000515BI0100001303 | 5 | No. | 27256 |  |  | Excess(+) | 1 | Full Conversion | INR | [40 empty] | #VALUE! | #VALUE! | #VALUE! | 4 | Construction of chamber for 100mm sluice plates | item5 | 10 | Nos
1.191 | 150/5A, CL-1 | BI01010001010000000000000515BI0100001304 | 5 | No. | 18500 |  |  | Excess(+) | 1 | Full Conversion | INR | [40 empty] | #VALUE! | #VALUE! | #VALUE! | 4 | Construction of chamber for 100mm sluice plates | item5 | 10 | Nos
1.192 | Ammeter; CTR 5A,230V AC AUX SUPPLY; 96*96 SQMM WITH INBUILT SELECTOR SWITCH,CL-1; ducati make | BI01010001010000000000000515BI0100001305 | 50 | No. | 1000 |  |  | Excess(+) | 1 | Full Conversion | INR | [40 empty] | #VALUE! | #VALUE! | #VALUE! | 4 | Construction of chamber for 100mm sluice plates | item5 | 10 | Nos
1.193 | A.C operated , 3.5 digit, independent, Digital Voltmeter similar to SMP-45 models of MECO or equivalent | BI01010001010000000000000515BI0100001306 | 25 | No. | 524 |  |  | Excess(+) | 1 | Full Conversion | INR | [40 empty] | #VALUE! | #VALUE! | #VALUE! | 4 | Construction of chamber for 100mm sluice plates | item5 | 10 | Nos
1.194 | Multi Function Meter WITH in built SS, 415V AC AUX SUPPLY 96SQMM RS 485 PORT CL 1 for measuring Amps, Voltage, Energy, KWH, KVAH, frequency, Maximum demand & power factor etc with TOD facility conforming to specifications, latest IEC/EMC and EMI standard criterion ; CTR-/5A (DUCATI make) | BI01010001010000000000000515BI0100001307 | 10 | No. | 3650 |  |  | Excess(+) | 1 | Full Conversion | INR | [40 empty] | #VALUE! | #VALUE! | #VALUE! | 4 | Construction of chamber for 100mm sluice plates | item5 | 10 | Nos
1.195 | 0-30A DC DIGITAL DC AMMETER 96 MMSQ WITH SHUNT 75 mV CONZERV make | BI01010001010000000000000515BI0100001308 | 3 | No. | 2560 |  |  | Excess(+) | 1 | Full Conversion | INR | [40 empty] | #VALUE! | #VALUE! | #VALUE! | 4 | Construction of chamber for 100mm sluice plates | item5 | 10 | Nos
1.196 | 0-30V DC DIGITAL DC VOLTMETER 96 MMSQ CONZERV make | BI01010001010000000000000515BI0100001309 | 3 | No. | 2560 |  |  | Excess(+) | 1 | Full Conversion | INR | [40 empty] | #VALUE! | #VALUE! | #VALUE! | 4 | Construction of chamber for 100mm sluice plates | item5 | 10 | Nos
1.197 | MFM,MFM 3PH,4WIRE,5A WITH RS 485 PORT 92MM*92MM,AUX SUPPLY230V AC; 415V AC CTR-400/5A; type EM6400 DIGITAL CONZERV make | BI01010001010000000000000515BI0100001310 | 3 | No. | 500 |  |  | Excess(+) | 1 | Full Conversion | INR | [40 empty] | #VALUE! | #VALUE! | #VALUE! | 4 | Construction of chamber for 100mm sluice plates | item5 | 10 | Nos
1.198 | AMMETER; 0-10A; Model 96*96; AE make | BI01010001010000000000000515BI0100001311 | 5 | No. | 450 |  |  | Excess(+) | 1 | Full Conversion | INR | [40 empty] | #VALUE! | #VALUE! | #VALUE! | 4 | Construction of chamber for 100mm sluice plates | item5 | 10 | Nos
1.199 | VOLTMETER; 0-500VAC; Model 96*96; AE make | BI01010001010000000000000515BI0100001312 | 5 | No. | 450 |  |  | Excess(+) | 1 | Full Conversion | INR | [40 empty] | #VALUE! | #VALUE! | #VALUE! | 4 | Construction of chamber for 100mm sluice plates | item5 | 10 | Nos
1.2 | Following ratings of MCCBs of ABB make WITH MICROPROCESSOR BASED RELEASE HAVING O/C & S/C PROTECTION+ DOM | BI01010001010000000000000515BI0100001313 | [48 empty] | MCCB |  |  |  | 4 | Construction of chamber for 100mm sluice plates | item5 | 10 | Nos
1.201 | 400A. 35 kA; Type FP(T5N 400 F F_R400)(PR221 DS-LS/I) | BI01010001010000000000000515BI0100001314 | 1 | No. | 54129.6 |  |  | Excess(+) | 1 | Full Conversion | INR | [40 empty] | #VALUE! | #VALUE! | #VALUE! | 4 | Construction of chamber for 100mm sluice plates | item5 | 10 | Nos
1.202 | 250A,35kA,4-POLE ; Type FP(T4N 250FF_R250)(PR221 DS-LS/I) | BI01010001010000000000000515BI0100001315 | 1 | No. | 45586.8 |  |  | Excess(+) | 1 | Full Conversion | INR | [40 empty] | #VALUE! | #VALUE! | #VALUE! | 4 | Construction of chamber for 100mm sluice plates | item5 | 10 | Nos
1.203 | 200A,35KA; Type FP(T4N 250 F F_R250) (PR221 DS-LS/I) | BI01010001010000000000000515BI0100001316 | 1 | No. | 45586.8 |  |  | Excess(+) | 1 | Full Conversion | INR | [40 empty] | #VALUE! | #VALUE! | #VALUE! | 4 | Construction of chamber for 100mm sluice plates | item5 | 10 | Nos
1.204 | 160A, 35kA; Type FP(T4N 160 F F_R160) (PR221 DS-LS/I) | BI01010001010000000000000515BI0100001317 | 1 | No. | 45586.8 |  |  | Excess(+) | 1 | Full Conversion | INR | [40 empty] | #VALUE! | #VALUE! | #VALUE! | 4 | Construction of chamber for 100mm sluice plates | item5 | 10 | Nos
1.205 | 160A,35kA; Type TP(T2N160 F F_R160)(PR221 DS-1) | BI01010001010000000000000515BI0100001318 | 1 | No. | 24099.6 |  |  | Excess(+) | 1 | Full Conversion | INR | [40 empty] | #VALUE! | #VALUE! | #VALUE! | 4 | Construction of chamber for 100mm sluice plates | item5 | 10 | Nos
1.206 | 160 A; TMAX; T2N160 | BI01010001010000000000000515BI0100001319 | 1 | No. | 33642 |  |  | Excess(+) | 1 | Full Conversion | INR | [40 empty] | #VALUE! | #VALUE! | #VALUE! | 4 | Construction of chamber for 100mm sluice plates | item5 | 10 | Nos
1.207 | 125A,35KA; type FP(T4N 160 F F_R160) (PR221 DS-LS/I) | BI01010001010000000000000515BI0100001320 | 1 | No. | 33642 |  |  | Excess(+) | 1 | Full Conversion | INR | [40 empty] | #VALUE! | #VALUE! | #VALUE! | 4 | Construction of chamber for 100mm sluice plates | item5 | 10 | Nos
1.208 | 125A,35KA; type TP(T2N 160 F F_R160)(PR221 DS-LS/) | BI01010001010000000000000515BI0100001321 | 1 | No. | 24099.6 |  |  | Excess(+) | 1 | Full Conversion | INR | [40 empty] | #VALUE! | #VALUE! | #VALUE! | 4 | Construction of chamber for 100mm sluice plates | item5 | 10 | Nos
1.209 | 100A,35KA; Type FP(T4N 160 F F_R100) (PR221 DS-LS/I) | BI01010001010000000000000515BI0100001322 | 1 | No. | 45586.8 |  |  | Excess(+) | 1 | Full Conversion | INR | [40 empty] | #VALUE! | #VALUE! | #VALUE! | 4 | Construction of chamber for 100mm sluice plates | item5 | 10 | Nos
1.21 | 100A,35KA; Type TP(T2N 160 F F R100) (PR221 DS-LS/I) | BI01010001010000000000000515BI0100001323 | 1 | No. | 20319.6 |  |  | Excess(+) | 1 | Full Conversion | INR | [40 empty] | #VALUE! | #VALUE! | #VALUE! | 4 | Construction of chamber for 100mm sluice plates | item5 | 10 | Nos
1.211 | 63A, 35KA; Type TP(T2N 160 F F R63) (PR221 DS-LS/I) | BI01010001010000000000000515BI0100001324 | 3 | No. | 20319.6 |  |  | Excess(+) | 1 | Full Conversion | INR | [40 empty] | #VALUE! | #VALUE! | #VALUE! | 4 | Construction of chamber for 100mm sluice plates | item5 | 10 | Nos
1.212 | 40A,TP,25KA; Type TP(T2N160 F F_R160)(PR221 DS-1) | BI01010001010000000000000515BI0100001325 | 3 | No. | 20319.6 |  |  | Excess(+) | 1 | Full Conversion | INR | [40 empty] | #VALUE! | #VALUE! | #VALUE! | 4 | Construction of chamber for 100mm sluice plates | item5 | 10 | Nos
1.213 | MCCB L&T; 400A FP50KA & 250A FP 36KA; Type DN3-400N | BI01010001010000000000000515BI0100001326 | 1 | No. | 45450 |  |  | Excess(+) | 1 | Full Conversion | INR | [40 empty] | #VALUE! | #VALUE! | #VALUE! | 4 | Construction of chamber for 100mm sluice plates | item5 | 10 | Nos
1.214 | MCCB L&T; 400A FP50KA & 250A FP 36KA; Type DN2-250D | BI01010001010000000000000515BI0100001327 | 1 | No. | 50860 |  |  | Excess(+) | 1 | Full Conversion | INR | [40 empty] | #VALUE! | #VALUE! | #VALUE! | 4 | Construction of chamber for 100mm sluice plates | item5 | 10 | Nos
1.215 | ABB make soft starter ; Rating PSE105-600-70; 105A, 55 Kw | BI01010001010000000000000515BI0100001328 | 1 | No. | 35680 |  |  | Excess(+) | 1 | Full Conversion | INR | [40 empty] | #VALUE! | #VALUE! | #VALUE! | 4 | Construction of chamber for 100mm sluice plates | item5 | 10 | Nos
1.216 | Following rating of contactors compatible with existing system | BI01010001010000000000000515BI0100001329 | [52 empty] | 4 | Construction of chamber for 100mm sluice plates | item5 | 10 | Nos
1.217 | Main contactor 2NO+2NC ,230V ac (legrand), CTX22(18A) 230V | BI01010001010000000000000515BI0100001330 | 50 | No. | 1250 |  |  | Excess(+) | 1 | Full Conversion | INR | [40 empty] | #VALUE! | #VALUE! | #VALUE! | 4 | Construction of chamber for 100mm sluice plates | item5 | 10 | Nos
1.218 | Contactor ; MNX9+MNX-A2; 9A,240VAC, L&T | BI01010001010000000000000515BI0100001331 | 2 | No. | 955 |  |  | Excess(+) | 1 | Full Conversion | INR | [40 empty] | #VALUE! | #VALUE! | #VALUE! | 4 | Construction of chamber for 100mm sluice plates | item5 | 10 | Nos
1.219 | Following rating of contactors of ABB make compatible with existing system | BI01010001010000000000000515BI0100001332 | [52 empty] | 4 | Construction of chamber for 100mm sluice plates | item5 | 10 | Nos
1.22 | POWER CONTACTOR COIL VOLTAGE 230V AC WITH 2NO+2NC AUXILIARY CONTACT BLOCK, AC-1 DUTY , FP(AF265-40-00),ABB, 400A | BI01010001010000000000000515BI0100001333 | 4 | No. | 59234 |  |  | Excess(+) | 1 | Full Conversion | INR | [40 empty] | #VALUE! | #VALUE! | #VALUE! | 4 | Construction of chamber for 100mm sluice plates | item5 | 10 | Nos
1.221 | POWER CONTACTOR COIL VOLTAGE 230V AC WITH 2NO+2NC AUXILIARY CONTACT BLOCK, AC-1 DUTY , FP(AF190-40-00); 230V AC, 250A | BI01010001010000000000000515BI0100001334 | 9 | No. | 41664 |  |  | Excess(+) | 1 | Full Conversion | INR | [40 empty] | #VALUE! | #VALUE! | #VALUE! | 4 | Construction of chamber for 100mm sluice plates | item5 | 10 | Nos
1.222 | POWER CONTACTOR COIL VOLTAGE 230V AC WITH 2NO+2NC AUXILIARY CONTACT BLOCK, AC-1 DUTY , FP(AF116-40-00), ABB, 160A | BI01010001010000000000000515BI0100001335 | 3 | No. | 27181 |  |  | Excess(+) | 1 | Full Conversion | INR | [40 empty] | #VALUE! | #VALUE! | #VALUE! | 4 | Construction of chamber for 100mm sluice plates | item5 | 10 | Nos
1.223 | POWER CONTACTOR COIL VOLTAGE 230V AC WITH 2NO+2NC AUXILIARY CONTACT BLOCK, AC-3 DUTY , TP(AX80-30-11), ABB, 75A | BI01010001010000000000000515BI0100001336 | 25 | No. | 12257 |  |  | Excess(+) | 1 | Full Conversion | INR | [40 empty] | #VALUE! | #VALUE! | #VALUE! | 4 | Construction of chamber for 100mm sluice plates | item5 | 10 | Nos
1.224 | POWER CONTACTOR COIL VOLTAGE 230V AC WITH 1 NO AUX. CONTACT, AC3 DUTY, 63A, TPN | BI01010001010000000000000515BI0100001337 | 10 | No. | 9555 |  |  | Excess(+) | 1 | Full Conversion | INR | [40 empty] | #VALUE! | #VALUE! | #VALUE! | 4 | Construction of chamber for 100mm sluice plates | item5 | 10 | Nos
1.225 | POWER CONTACTOR COIL VOLTAGE 230V AC WITH 2NO+2NC AUXILIARY CONTACT BLOCK, AC-3 DUTY , TP(AX40-30-10), ABB, 40A | BI01010001010000000000000515BI0100001338 | 7 | No. | 6139 |  |  | Excess(+) | 1 | Full Conversion | INR | [40 empty] | #VALUE! | #VALUE! | #VALUE! | 4 | Construction of chamber for 100mm sluice plates | item5 | 10 | Nos
1.226 | POWER CONTACTOR COIL VOLTAGE 230V AC WITH 2NO+2NC AUXILIARY CONTACT BLOCK, AC-3 DUTY , TP(AX32-30-10), ABB, 30A | BI01010001010000000000000515BI0100001339 | 18 | No. | 4221 |  |  | Excess(+) | 1 | Full Conversion | INR | [40 empty] | #VALUE! | #VALUE! | #VALUE! | 4 | Construction of chamber for 100mm sluice plates | item5 | 10 | Nos
1.227 | POWER CONTACTOR COIL VOLTAGE 230V AC WITH 2NO+2NC AUXILIARY CONTACT BLOCK, AC-3 DUTY , TP(AX09-30-10), ABB, 9A | BI01010001010000000000000515BI0100001340 | 12 | No. | 1743 |  |  | Excess(+) | 1 | Full Conversion | INR | [40 empty] | #VALUE! | #VALUE! | #VALUE! | 4 | Construction of chamber for 100mm sluice plates | item5 | 10 | Nos
1.228 | POWER CONTACTOR COIL VOLTAGE 230V AC WITH 1 NO AUX. CONTACT, AC3 DUTY,32A, TP CONTACTOR; AX32-30-10 | BI01010001010000000000000515BI0100001341 | 10 | No. | 3409 |  |  | Excess(+) | 1 | Full Conversion | INR | [40 empty] | #VALUE! | #VALUE! | #VALUE! | 4 | Construction of chamber for 100mm sluice plates | item5 | 10 | Nos
1.229 | POWER CONTACTOR COIL VOLTAGE 230V AC WITH 1 NO AUX. CONTACT, AC3 DUTY,25A, TP CONTACTOR; AX25-30-10 | BI01010001010000000000000515BI0100001342 | 15 | No. | 1596 |  |  | Excess(+) | 1 | Full Conversion | INR | [40 empty] | #VALUE! | #VALUE! | #VALUE! | 4 | Construction of chamber for 100mm sluice plates | item5 | 10 | Nos
1.23 | Following rating of Auxiliary contactors of ABB make compatible with existing system | BI01010001010000000000000515BI0100001343 | [52 empty] | 4 | Construction of chamber for 100mm sluice plates | item5 | 10 | Nos
1.231 | 240 V AC, 2NO+2NC; N22E | BI01010001010000000000000515BI0100001344 | 14 | No. | 810 |  |  | Excess(+) | 1 | Full Conversion | INR | [40 empty] | #VALUE! | #VALUE! | #VALUE! | 4 | Construction of chamber for 100mm sluice plates | item5 | 10 | Nos
1.232 | 240 V AC, 4NO+4NC | BI01010001010000000000000515BI0100001345 | 2 | No. | 1390 |  |  | Excess(+) | 1 | Full Conversion | INR | [40 empty] | #VALUE! | #VALUE! | #VALUE! | 4 | Construction of chamber for 100mm sluice plates | item5 | 10 | Nos
1.233 | 240 V AC, 8 NO | BI01010001010000000000000515BI0100001346 | 1 | No. | 1390 |  |  | Excess(+) | 1 | Full Conversion | INR | [40 empty] | #VALUE! | #VALUE! | #VALUE! | 4 | Construction of chamber for 100mm sluice plates | item5 | 10 | Nos
1.234 | Following rating of contactors of Schneider make compatible with existing system | BI01010001010000000000000515BI0100001347 | [52 empty] | 4 | Construction of chamber for 100mm sluice plates | item5 | 10 | Nos
1.235 | TP POWER CONTACTOR AC1 DUTY-230V AC, LC1F150;250A TP,2NO+2NC | BI01010001010000000000000515BI0100001348 | 4 | No | 34440 |  |  | Excess(+) | 1 | Full Conversion | INR | [40 empty] | #VALUE! | #VALUE! | #VALUE! | 4 | Construction of chamber for 100mm sluice plates | item5 | 10 | Nos
1.236 | TP POWER CONTACTOR AC3 DUTY-230V AC, LC1D115; 115A TP,2NO+2NC | BI01010001010000000000000515BI0100001349 | 2 | No | 30890 |  |  | Excess(+) | 1 | Full Conversion | INR | [40 empty] | #VALUE! | #VALUE! | #VALUE! | 4 | Construction of chamber for 100mm sluice plates | item5 | 10 | Nos
1.237 | 4P POWER CONTACTOR AC1 DUTY WITH 230V AC, LC1D1150046, LC1D; 250A,4P,2NO+2NC | BI01010001010000000000000515BI0100001350 | 1 | No | 34440 |  |  | Excess(+) | 1 | Full Conversion | INR | [40 empty] | #VALUE! | #VALUE! | #VALUE! | 4 | Construction of chamber for 100mm sluice plates | item5 | 10 | Nos
1.238 | POWER CONTACTOR ,AUX CONTACT BLOCK AC-3 DUTY, TP(2NO+2NC), LC1D80; 80A ,230V | BI01010001010000000000000515BI0100001351 | 10 | No | 23585 |  |  | Excess(+) | 1 | Full Conversion | INR | [40 empty] | #VALUE! | #VALUE! | #VALUE! | 4 | Construction of chamber for 100mm sluice plates | item5 | 10 | Nos
1.239 | POWER CONTACTOR ,AUX CONTACT BLOCK AC-3 DUTY, LC1D26; 25A,2NO+2NC,230V | BI01010001010000000000000515BI0100001352 | 3 | No | 2930 |  |  | Excess(+) | 1 | Full Conversion | INR | [40 empty] | #VALUE! | #VALUE! | #VALUE! | 4 | Construction of chamber for 100mm sluice plates | item5 | 10 | Nos
1.24 | POWER CONTACTOR ,AUX CONTACT BLOCK AC-3 DUTY, TP, LC1D09; 9A,2NO+2NC,230V | BI01010001010000000000000515BI0100001353 | 4 | No | 1450 |  |  | Excess(+) | 1 | Full Conversion | INR | [40 empty] | #VALUE! | #VALUE! | #VALUE! | 4 | Construction of chamber for 100mm sluice plates | item5 | 10 | Nos
1.241 | POWER CONTACTOR ,AUX CONTACT BLOCK AC1 DUTY, LC1E250; 250A,TP,CONT | BI01010001010000000000000515BI0100001354 | 1 | No | 55765 |  |  | Excess(+) | 1 | Full Conversion | INR | [40 empty] | #VALUE! | #VALUE! | #VALUE! | 4 | Construction of chamber for 100mm sluice plates | item5 | 10 | Nos
1.242 | 4P POWER CONTACTOR AC1 DUTY,230V AC, LC1D1150046; 160A,4P,2NO+2NC | BI01010001010000000000000515BI0100001355 | 2 | No | 32365 |  |  | Excess(+) | 1 | Full Conversion | INR | [40 empty] | #VALUE! | #VALUE! | #VALUE! | 4 | Construction of chamber for 100mm sluice plates | item5 | 10 | Nos
1.243 | CONTACTOR, LC1D25; 1PH,3PH, 25A,50/60Hz | BI01010001010000000000000515BI0100001356 | 10 | No | 6100 |  |  | Excess(+) | 1 | Full Conversion | INR | [40 empty] | #VALUE! | #VALUE! | #VALUE! | 4 | Construction of chamber for 100mm sluice plates | item5 | 10 | Nos
1.244 | CONTACTOR, LC1D40; 1PH,3PH,40A,50/60Hz | BI01010001010000000000000515BI0100001357 | 10 | No | 8600 |  |  | Excess(+) | 1 | Full Conversion | INR | [40 empty] | #VALUE! | #VALUE! | #VALUE! | 4 | Construction of chamber for 100mm sluice plates | item5 | 10 | Nos
1.245 | LC1D12M7 - 12A TP contactor | BI01010001010000000000000515BI0100001358 | 7 | No | 2040 |  |  | Excess(+) | 1 | Full Conversion | INR | [40 empty] | #VALUE! | #VALUE! | #VALUE! | 4 | Construction of chamber for 100mm sluice plates | item5 | 10 | Nos
1.246 | Aux Contactor, 2NO+2NC; 240V AC | BI01010001010000000000000515BI0100001359 | 2 | No | 3755 |  |  | Excess(+) | 1 | Full Conversion | INR | [40 empty] | #VALUE! | #VALUE! | #VALUE! | 4 | Construction of chamber for 100mm sluice plates | item5 | 10 | Nos
1.247 | Aux contactor 3NO+1NC ,230V ac (schneider) ;use for control circuit max current 10amp | BI01010001010000000000000515BI0100001360 | 20 | No. | 3450 |  |  | Excess(+) | 1 | Full Conversion | INR | [40 empty] | #VALUE! | #VALUE! | #VALUE! | 4 | Construction of chamber for 100mm sluice plates | item5 | 10 | Nos
1.248 | CONTACTOR 240A AC1,AUX 2NO+2NC; type MCX-33; make L&T; 400A FP | BI01010001010000000000000515BI0100001361 | 3 | No. | 24545 |  |  | Excess(+) | 1 | Full Conversion | INR | [40 empty] | #VALUE! | #VALUE! | #VALUE! | 4 | Construction of chamber for 100mm sluice plates | item5 | 10 | Nos
1.249 | Following cast resin type of CTs with 15 VA Burden and Class 1.0 for measurement; AE make | BI01010001010000000000000515BI0100001362 | [52 empty] | 4 | Construction of chamber for 100mm sluice plates | item5 | 10 | Nos
1.25 | 4000/5 | BI01010001010000000000000515BI0100001363 | 1 | No. | 2780 |  |  | Excess(+) | 1 | Full Conversion | INR | [40 empty] | #VALUE! | #VALUE! | #VALUE! | 4 | Construction of chamber for 100mm sluice plates | item5 | 10 | Nos
1.251 | 2500/5 | BI01010001010000000000000515BI0100001364 | 1 | No. | 1400 |  |  | Excess(+) | 1 | Full Conversion | INR | [40 empty] | #VALUE! | #VALUE! | #VALUE! | 4 | Construction of chamber for 100mm sluice plates | item5 | 10 | Nos
1.252 | 1600/5 | BI01010001010000000000000515BI0100001365 | 1 | No. | 1125 |  |  | Excess(+) | 1 | Full Conversion | INR | [40 empty] | #VALUE! | #VALUE! | #VALUE! | 4 | Construction of chamber for 100mm sluice plates | item5 | 10 | Nos
1.253 | 1000/5 | BI01010001010000000000000515BI0100001366 | 1 | No. | 545 |  |  | Excess(+) | 1 | Full Conversion | INR | [40 empty] | #VALUE! | #VALUE! | #VALUE! | 4 | Construction of chamber for 100mm sluice plates | item5 | 10 | Nos
1.254 | 800/5 | BI01010001010000000000000515BI0100001367 | 1 | No. | 665 |  |  | Excess(+) | 1 | Full Conversion | INR | [40 empty] | #VALUE! | #VALUE! | #VALUE! | 4 | Construction of chamber for 100mm sluice plates | item5 | 10 | Nos
1.255 | 600/5 | BI01010001010000000000000515BI0100001368 | 1 | No. | 550 |  |  | Excess(+) | 1 | Full Conversion | INR | [40 empty] | #VALUE! | #VALUE! | #VALUE! | 4 | Construction of chamber for 100mm sluice plates | item5 | 10 | Nos
1.256 | 400/5 | BI01010001010000000000000515BI0100001369 | 1 | No. | 550 |  |  | Excess(+) | 1 | Full Conversion | INR | [40 empty] | #VALUE! | #VALUE! | #VALUE! | 4 | Construction of chamber for 100mm sluice plates | item5 | 10 | Nos
1.257 | 200/5 | BI01010001010000000000000515BI0100001370 | 1 | No. | 520 |  |  | Excess(+) | 1 | Full Conversion | INR | [40 empty] | #VALUE! | #VALUE! | #VALUE! | 4 | Construction of chamber for 100mm sluice plates | item5 | 10 | Nos
1.258 | 160/5 | BI01010001010000000000000515BI0100001371 | 1 | No. | 495 |  |  | Excess(+) | 1 | Full Conversion | INR | [40 empty] | #VALUE! | #VALUE! | #VALUE! | 4 | Construction of chamber for 100mm sluice plates | item5 | 10 | Nos
1.259 | 125/5 | BI01010001010000000000000515BI0100001372 | 2 | No. | 495 |  |  | Excess(+) | 1 | Full Conversion | INR | [40 empty] | #VALUE! | #VALUE! | #VALUE! | 4 | Construction of chamber for 100mm sluice plates | item5 | 10 | Nos
1.26 | 100/5 | BI01010001010000000000000515BI0100001373 | 1 | No. | 495 |  |  | Excess(+) | 1 | Full Conversion | INR | [40 empty] | #VALUE! | #VALUE! | #VALUE! | 4 | Construction of chamber for 100mm sluice plates | item5 | 10 | Nos
1.261 | 250/5 | BI01010001010000000000000515BI0100001374 | 1 | No. | 580 |  |  | Excess(+) | 1 | Full Conversion | INR | [40 empty] | #VALUE! | #VALUE! | #VALUE! | 4 | Construction of chamber for 100mm sluice plates | item5 | 10 | Nos
1.262 | 63/5 | BI01010001010000000000000515BI0100001375 | 1 | No. | 250 |  |  | Excess(+) | 1 | Full Conversion | INR | [40 empty] | #VALUE! | #VALUE! | #VALUE! | 4 | Construction of chamber for 100mm sluice plates | item5 | 10 | Nos
1.263 | 40/5 | BI01010001010000000000000515BI0100001376 | 1 | No. | 250 |  |  | Excess(+) | 1 | Full Conversion | INR | [40 empty] | #VALUE! | #VALUE! | #VALUE! | 4 | Construction of chamber for 100mm sluice plates | item5 | 10 | Nos
1.264 | 32/5 | BI01010001010000000000000515BI0100001377 | 1 | No. | 250 |  |  | Excess(+) | 1 | Full Conversion | INR | [40 empty] | #VALUE! | #VALUE! | #VALUE! | 4 | Construction of chamber for 100mm sluice plates | item5 | 10 | Nos
1.265 | Following cast resin type of CTs with 15 VA Burden and CL-5P10 for protection; AE make | BI01010001010000000000000515BI0100001378 | [52 empty] | 4 | Construction of chamber for 100mm sluice plates | item5 | 10 | Nos
1.266 | 4000/5 | BI01010001010000000000000515BI0100001379 | 1 | No. | 2780 |  |  | Excess(+) | 1 | Full Conversion | INR | [40 empty] | #VALUE! | #VALUE! | #VALUE! | 4 | Construction of chamber for 100mm sluice plates | item5 | 10 | Nos
1.267 | 2500/5 | BI01010001010000000000000515BI0100001380 | 1 | No. | 1400 |  |  | Excess(+) | 1 | Full Conversion | INR | [40 empty] | #VALUE! | #VALUE! | #VALUE! | 4 | Construction of chamber for 100mm sluice plates | item5 | 10 | Nos
1.268 | 1600/5 | BI01010001010000000000000515BI0100001381 | 1 | No. | 1125 |  |  | Excess(+) | 1 | Full Conversion | INR | [40 empty] | #VALUE! | #VALUE! | #VALUE! | 4 | Construction of chamber for 100mm sluice plates | item5 | 10 | Nos
1.269 | 1000/5 | BI01010001010000000000000515BI0100001382 | 1 | No. | 545 |  |  | Excess(+) | 1 | Full Conversion | INR | [40 empty] | #VALUE! | #VALUE! | #VALUE! | 4 | Construction of chamber for 100mm sluice plates | item5 | 10 | Nos
1.27 | 800/5 | BI01010001010000000000000515BI0100001383 | 1 | No. | 665 |  |  | Excess(+) | 1 | Full Conversion | INR | [40 empty] | #VALUE! | #VALUE! | #VALUE! | 4 | Construction of chamber for 100mm sluice plates | item5 | 10 | Nos
1.271 | 600/5 | BI01010001010000000000000515BI0100001384 | 1 | No. | 550 |  |  | Excess(+) | 1 | Full Conversion | INR | [40 empty] | #VALUE! | #VALUE! | #VALUE! | 4 | Construction of chamber for 100mm sluice plates | item5 | 10 | Nos
1.272 | 400/5 | BI01010001010000000000000515BI0100001385 | 1 | No. | 530 |  |  | Excess(+) | 1 | Full Conversion | INR | [40 empty] | #VALUE! | #VALUE! | #VALUE! | 4 | Construction of chamber for 100mm sluice plates | item5 | 10 | Nos
1.273 | 200/5 | BI01010001010000000000000515BI0100001386 | 1 | No. | 520 |  |  | Excess(+) | 1 | Full Conversion | INR | [40 empty] | #VALUE! | #VALUE! | #VALUE! | 4 | Construction of chamber for 100mm sluice plates | item5 | 10 | Nos
1.274 | 160/5 | BI01010001010000000000000515BI0100001387 | 1 | No. | 495 |  |  | Excess(+) | 1 | Full Conversion | INR | [40 empty] | #VALUE! | #VALUE! | #VALUE! | 4 | Construction of chamber for 100mm sluice plates | item5 | 10 | Nos
1.275 | 125/5 | BI01010001010000000000000515BI0100001388 | 1 | No. | 495 |  |  | Excess(+) | 1 | Full Conversion | INR | [40 empty] | #VALUE! | #VALUE! | #VALUE! | 4 | Construction of chamber for 100mm sluice plates | item5 | 10 | Nos
1.276 | 100/5 | BI01010001010000000000000515BI0100001389 | 1 | No. | 495 |  |  | Excess(+) | 1 | Full Conversion | INR | [40 empty] | #VALUE! | #VALUE! | #VALUE! | 4 | Construction of chamber for 100mm sluice plates | item5 | 10 | Nos
1.277 | 250/5 | BI01010001010000000000000515BI0100001390 | 1 | No. | 580 |  |  | Excess(+) | 1 | Full Conversion | INR | [40 empty] | #VALUE! | #VALUE! | #VALUE! | 4 | Construction of chamber for 100mm sluice plates | item5 | 10 | Nos
1.278 | 63/5 | BI01010001010000000000000515BI0100001391 | 1 | No. | 250 |  |  | Excess(+) | 1 | Full Conversion | INR | [40 empty] | #VALUE! | #VALUE! | #VALUE! | 4 | Construction of chamber for 100mm sluice plates | item5 | 10 | Nos
1.279 | 40/5 | BI01010001010000000000000515BI0100001392 | 1 | No. | 250 |  |  | Excess(+) | 1 | Full Conversion | INR | [40 empty] | #VALUE! | #VALUE! | #VALUE! | 4 | Construction of chamber for 100mm sluice plates | item5 | 10 | Nos
1.28 | 32/5 | BI01010001010000000000000515BI0100001393 | 1 | No. | 250 |  |  | Excess(+) | 1 | Full Conversion | INR | [40 empty] | #VALUE! | #VALUE! | #VALUE! | 4 | Construction of chamber for 100mm sluice plates | item5 | 10 | Nos
1.281 | Start Stop push buttons along with all accessories. Make L&T- ESBEE | BI01010001010000000000000515BI0100001394 | 100 | No. | 850 |  |  | Excess(+) | 1 | Full Conversion | INR | [40 empty] | #VALUE! | #VALUE! | #VALUE! | 4 | Construction of chamber for 100mm sluice plates | item5 | 10 | Nos
1.282 | ILLUMINATED PUSH BUTTON (22.5mm Dia) Green; 230V AC,1NO; Dia 22.5mm; L&T-ESBEE | BI01010001010000000000000515BI0100001395 | 25 | No. | 3840 |  |  | Excess(+) | 1 | Full Conversion | INR | [40 empty] | #VALUE! | #VALUE! | #VALUE! | 4 | Construction of chamber for 100mm sluice plates | item5 | 10 | Nos
1.283 | ILLUMINATED PUSH BUTTON (22.5mm Dia) Red; 230V AC,1NC; Dia 22.5mm; L&T-ESBEE | BI01010001010000000000000515BI0100001396 | 25 | No. | 3840 |  |  | Excess(+) | 1 | Full Conversion | INR | [40 empty] | #VALUE! | #VALUE! | #VALUE! | 4 | Construction of chamber for 100mm sluice plates | item5 | 10 | Nos
1.284 | Lockable push buttons dia 22.5 mm, 240V ac along with all accessories. Make VAISHNO/L&T-ESBEE | BI01010001010000000000000515BI0100001397 | 10 | No. | 2660 |  |  | Excess(+) | 1 | Full Conversion | INR | [40 empty] | #VALUE! | #VALUE! | #VALUE! | 4 | Construction of chamber for 100mm sluice plates | item5 | 10 | Nos
1.285 | Following items of reputed make | BI01010001010000000000000515BI0100001398 | [52 empty] | 4 | Construction of chamber for 100mm sluice plates | item5 | 10 | Nos
1.286 | 5-32A FP MCB, 10 Ka, "C" curve | BI01010001010000000000000515BI0100001399 | 60 | No. | 518 |  |  | Excess(+) | 1 | Full Conversion | INR | [39 empty] | Make: Legrand, Schneider, ABB, L&T | #VALUE! | #VALUE! | #VALUE! | 4 | Construction of chamber for 100mm sluice plates | item5 | 10 | Nos
1.287 | 40-63A FP MCB 10 kA | BI01010001010000000000000515BI0100001400 | 60 | No. | 2443 |  |  | Excess(+) | 1 | Full Conversion | INR | [39 empty] | Make: Legrand, Schneider, ABB, L&T | #VALUE! | #VALUE! | #VALUE! | 4 | Construction of chamber for 100mm sluice plates | item5 | 10 | Nos
1.288 | 32-40 Amps, TPN, MCB (10 KA) | BI01010001010000000000000515BI0100001401 | 60 | No. | 2443 |  |  | Excess(+) | 1 | Full Conversion | INR | [39 empty] | Make: Legrand, Schneider, ABB, L&T | #VALUE! | #VALUE! | #VALUE! | 4 | Construction of chamber for 100mm sluice plates | item5 | 10 | Nos
1.289 | 63 Amps, TPN, MCB (10 KA) | BI01010001010000000000000515BI0100001402 | 150 | No. | 2443 |  |  | Excess(+) | 1 | Full Conversion | INR | [39 empty] | Make: Legrand, Schneider, ABB, L&T | #VALUE! | #VALUE! | #VALUE! | 4 | Construction of chamber for 100mm sluice plates | item5 | 10 | Nos
1.29 | 5-32A TP MCB , 10 Ka, "C" curve | BI01010001010000000000000515BI0100001403 | 60 | No. | 1239 |  |  | Excess(+) | 1 | Full Conversion | INR | [39 empty] | Make: Legrand, Schneider, ABB, L&T | #VALUE! | #VALUE! | #VALUE! | 4 | Construction of chamber for 100mm sluice plates | item5 | 10 | Nos
1.291 | 40-63A TP MCB 10 kA | BI01010001010000000000000515BI0100001404 | 60 | No. | 1890 |  |  | Excess(+) | 1 | Full Conversion | INR | [39 empty] | Make: Legrand, Schneider, ABB, L&T | #VALUE! | #VALUE! | #VALUE! | 4 | Construction of chamber for 100mm sluice plates | item5 | 10 | Nos
1.292 | 5-32A DP MCB , 10 Ka, "C" curve | BI01010001010000000000000515BI0100001405 | 60 | No. | 756 |  |  | Excess(+) | 1 | Full Conversion | INR | [39 empty] | Make: Legrand, Schneider, ABB, L&T | #VALUE! | #VALUE! | #VALUE! | 4 | Construction of chamber for 100mm sluice plates | item5 | 10 | Nos
1.293 | 40-63A DP MCB 10 kA | BI01010001010000000000000515BI0100001406 | 60 | No. | 1204 |  |  | Excess(+) | 1 | Full Conversion | INR | [39 empty] | Make: Legrand, Schneider, ABB, L&T | #VALUE! | #VALUE! | #VALUE! | 4 | Construction of chamber for 100mm sluice plates | item5 | 10 | Nos
1.294 | 5-32A SP MCB , 10 Ka, "C" curve | BI01010001010000000000000515BI0100001407 | 200 | No. | 259 |  |  | Excess(+) | 1 | Full Conversion | INR | [39 empty] | Make: Legrand, Schneider, ABB, L&T | #VALUE! | #VALUE! | #VALUE! | 4 | Construction of chamber for 100mm sluice plates | item5 | 10 | Nos
1.295 | 40-63A SP MCB 10 kA | BI01010001010000000000000515BI0100001408 | 60 | No. | 518 |  |  | Excess(+) | 1 | Full Conversion | INR | [39 empty] | Make: Legrand, Schneider, ABB, L&T | #VALUE! | #VALUE! | #VALUE! | 4 | Construction of chamber for 100mm sluice plates | item5 | 10 | Nos
1.296 | 16-32Amp DP RCCB, 30 mA | BI01010001010000000000000515BI0100001409 | 250 | No. | 3185 |  |  | Excess(+) | 1 | Full Conversion | INR | [39 empty] | Make: Legrand, Schneider, ABB, L&T | #VALUE! | #VALUE! | #VALUE! | 4 | Construction of chamber for 100mm sluice plates | item5 | 10 | Nos
1.297 | 40-63Amp DP RCCB, 30 mA | BI01010001010000000000000515BI0100001410 | 10 | No. | 3185 |  |  | Excess(+) | 1 | Full Conversion | INR | [39 empty] | Make: Legrand, Schneider, ABB, L&T | #VALUE! | #VALUE! | #VALUE! | 4 | Construction of chamber for 100mm sluice plates | item5 | 10 | Nos
1.298 | 16-32Amp DP RCCB, 100 mA | BI01010001010000000000000515BI0100001411 | 250 | No. | 2912 |  |  | Excess(+) | 1 | Full Conversion | INR | [39 empty] | Make: Legrand, Schneider, ABB, L&T | #VALUE! | #VALUE! | #VALUE! | 4 | Construction of chamber for 100mm sluice plates | item5 | 10 | Nos
1.299 | 40-63Amp DP RCCB, 100 mA | BI01010001010000000000000515BI0100001412 | 10 | No. | 3332 |  |  | Excess(+) | 1 | Full Conversion | INR | [39 empty] | Make: Legrand, Schneider, ABB, L&T | #VALUE! | #VALUE! | #VALUE! | 4 | Construction of chamber for 100mm sluice plates | item5 | 10 | Nos
1.3 | 16-32Amp DP RCCB, 300 mA | BI01010001010000000000000515BI0100001413 | 10 | No. | 2926 |  |  | Excess(+) | 1 | Full Conversion | INR | [39 empty] | Make: Legrand, Schneider, ABB, L&T | #VALUE! | #VALUE! | #VALUE! | 4 | Construction of chamber for 100mm sluice plates | item5 | 10 | Nos
1.301 | 16-32Amp DP RCBO, 30 mA | BI01010001010000000000000515BI0100001414 | 250 | No. | 4375 |  |  | Excess(+) | 1 | Full Conversion | INR | [39 empty] | Make: Legrand, Schneider, ABB, L&T | #VALUE! | #VALUE! | #VALUE! | 4 | Construction of chamber for 100mm sluice plates | item5 | 10 | Nos
1.302 | 40-63Amp DP RCBO, 30 mA | BI01010001010000000000000515BI0100001415 | 10 | No. | 5194 |  |  | Excess(+) | 1 | Full Conversion | INR | [39 empty] | Make: Legrand, Schneider, ABB, L&T | #VALUE! | #VALUE! | #VALUE! | 4 | Construction of chamber for 100mm sluice plates | item5 | 10 | Nos
1.303 | 16-32Amp DP RCBO, 100 mA | BI01010001010000000000000515BI0100001416 | 250 | No. | 4690 |  |  | Excess(+) | 1 | Full Conversion | INR | [39 empty] | Make: Legrand, Schneider, ABB, L&T | #VALUE! | #VALUE! | #VALUE! | 4 | Construction of chamber for 100mm sluice plates | item5 | 10 | Nos
1.304 | 40-63Amp DP RCBO, 100 mA | BI01010001010000000000000515BI0100001417 | 10 | No. | 5436 |  |  | Excess(+) | 1 | Full Conversion | INR | [39 empty] | Make: Legrand, Schneider, ABB, L&T | #VALUE! | #VALUE! | #VALUE! | 4 | Construction of chamber for 100mm sluice plates | item5 | 10 | Nos
1.305 | 16-32Amp DP RCBO, 300 mA | BI01010001010000000000000515BI0100001418 | 10 | No. | 4536 |  |  | Excess(+) | 1 | Full Conversion | INR | [39 empty] | Make: Legrand, Schneider, ABB, L&T | #VALUE! | #VALUE! | #VALUE! | 4 | Construction of chamber for 100mm sluice plates | item5 | 10 | Nos
1.306 | 40-63 Amp, 4 pole RCCB, 30mA | BI01010001010000000000000515BI0100001419 | 11 | No. | 4270 |  |  | Excess(+) | 1 | Full Conversion | INR | [39 empty] | Make: Legrand, Schneider, ABB, L&T | #VALUE! | #VALUE! | #VALUE! | 4 | Construction of chamber for 100mm sluice plates | item5 | 10 | Nos
1.307 | Astronomical digital timer switch ( Make L&T) for installation in DBs for automatic switching On & Off of lights at sun set & sun rise or twilight(Auto ON, Auto OFF, Auto modes) with manual override facility with 12/24 hour display format with suitable battery and indication for relay status i/c programming at site complete as required. (GIC Astro Mini Astronomical Time Switch, T2DDT7)1 output per phase and suitable for single phase supply | BI01010001010000000000000515BI0100001420 | 100 | No. | 3250 |  |  | Excess(+) | 1 | Full Conversion | INR | [40 empty] | #VALUE! | #VALUE! | #VALUE! | 4 | Construction of chamber for 100mm sluice plates | item5 | 10 | Nos
1.308 | Door limit switch conforming to IP66 as per IEC60S29. Contact blocks shall be of NO+NC. Limit switch shall be of plunger/ spring type with linear movement. (Kaycee make KLS000X- OA) | BI01010001010000000000000515BI0100001421 | 30 | No. | 2500 |  |  | Excess(+) | 1 | Full Conversion | INR | [40 empty] | #VALUE! | #VALUE! | #VALUE! | 4 | Construction of chamber for 100mm sluice plates | item5 | 10 | Nos
1.309 | Door switch 6A, 1NO+1NC; SALZER& L&T | BI01010001010000000000000515BI0100001422 | 10 | No. | 450 |  |  | Excess(+) | 1 | Full Conversion | INR | [40 empty] | #VALUE! | #VALUE! | #VALUE! | 4 | Construction of chamber for 100mm sluice plates | item5 | 10 | Nos
1.31 | CONDUIT WIRING and cables | BI01010001010000000000000515BI0100001423 | [52 empty] | 4 | Construction of chamber for 100mm sluice plates | item5 | 10 | Nos
1.311 | GI conduiting complete with GI junction and pull boxes, GI fish wires as specified and as shown below. | BI01010001010000000000000515BI0100001424 | [52 empty] | 4 | Construction of chamber for 100mm sluice plates | item5 | 10 | Nos
1.312 | 25 mm dia 1.6mm thick | BI01010001010000000000000515BI0100001425 | 3000 | M | 220 |  |  | Excess(+) | 1 | Full Conversion | INR | [40 empty] | #VALUE! | #VALUE! | #VALUE! | 4 | Construction of chamber for 100mm sluice plates | item5 | 10 | Nos
1.313 | 32 mm dia 1.6mm thick | BI01010001010000000000000515BI0100001426 | 10 | M | 450 |  |  | Excess(+) | 1 | Full Conversion | INR | [40 empty] | #VALUE! | #VALUE! | #VALUE! | 4 | Construction of chamber for 100mm sluice plates | item5 | 10 | Nos
1.314 | 50 mm dia 2.0mm thick | BI01010001010000000000000515BI0100001427 | 10 | M | 750 |  |  | Excess(+) | 1 | Full Conversion | INR | [40 empty] | #VALUE! | #VALUE! | #VALUE! | 4 | Construction of chamber for 100mm sluice plates | item5 | 10 | Nos
1.315 | FRLS PVC insulated copper conductor single core cable of following sizes | BI01010001010000000000000515BI0100001428 | [52 empty] | 4 | Construction of chamber for 100mm sluice plates | item5 | 10 | Nos
1.316 | 1.5 sq mm | BI01010001010000000000000515BI0100001429 | 700 | M | 18 |  |  | Excess(+) | 1 | Full Conversion | INR | [40 empty] | #VALUE! | #VALUE! | #VALUE! | 4 | Construction of chamber for 100mm sluice plates | item5 | 10 | Nos
1.317 | 2.5 sq mm | BI01010001010000000000000515BI0100001430 | 2500 | M | 28 |  |  | Excess(+) | 1 | Full Conversion | INR | [40 empty] | #VALUE! | #VALUE! | #VALUE! | 4 | Construction of chamber for 100mm sluice plates | item5 | 10 | Nos
1.318 | 4 sq mm | BI01010001010000000000000515BI0100001431 | 2500 | M | 44 |  |  | Excess(+) | 1 | Full Conversion | INR | [40 empty] | #VALUE! | #VALUE! | #VALUE! | 4 | Construction of chamber for 100mm sluice plates | item5 | 10 | Nos
1.319 | 6 sq mm | BI01010001010000000000000515BI0100001432 | 400 | M | 56 |  |  | Excess(+) | 1 | Full Conversion | INR | [40 empty] | #VALUE! | #VALUE! | #VALUE! | 4 | Construction of chamber for 100mm sluice plates | item5 | 10 | Nos
1.32 | 10 sq mm | BI01010001010000000000000515BI0100001433 | 700 | M | 70 |  |  | Excess(+) | 1 | Full Conversion | INR | [40 empty] | #VALUE! | #VALUE! | #VALUE! | 4 | Construction of chamber for 100mm sluice plates | item5 | 10 | Nos
1.321 | 16 sq mm | BI01010001010000000000000515BI0100001434 | 200 | M | 110 |  |  | Excess(+) | 1 | Full Conversion | INR | [40 empty] | #VALUE! | #VALUE! | #VALUE! | 4 | Construction of chamber for 100mm sluice plates | item5 | 10 | Nos
1.322 | 1100 V grade, armoured FRLSH XLPE, Aluminium(Al)/ cables on existing trays/ walls/ columns/indoor /trenches/viaduct including the cost of supports with suitable clamps, saddles, hooks, bolts etc. and including the cost of proper dressing of cables, markers providing identification tags, earthing of glands armouring etc. complete as per specifications, as required and as below. | BI01010001010000000000000515BI0100001435 | [52 empty] | 4 | Construction of chamber for 100mm sluice plates | item5 | 10 | Nos
1.323 | 3.5 core 120 Sq mm Al conductor cable | BI01010001010000000000000515BI0100001436 | 500 | M | 756 |  |  | Excess(+) | 1 | Full Conversion | INR | [40 empty] | #VALUE! | #VALUE! | #VALUE! | 4 | Construction of chamber for 100mm sluice plates | item5 | 10 | Nos
1.324 | 3.5 core 70 Sq mm Al conductor cable | BI01010001010000000000000515BI0100001437 | 250 | M | 620 |  |  | Excess(+) | 1 | Full Conversion | INR | [40 empty] | #VALUE! | #VALUE! | #VALUE! | 4 | Construction of chamber for 100mm sluice plates | item5 | 10 | Nos
1.325 | 3.5 core 35 sq mm AL Conductor cable | BI01010001010000000000000515BI0100001438 | 100 | M | 530 |  |  | Excess(+) | 1 | Full Conversion | INR | [40 empty] | #VALUE! | #VALUE! | #VALUE! | 4 | Construction of chamber for 100mm sluice plates | item5 | 10 | Nos
1.326 | 4 core 25 sq mm AL Conductor cable | BI01010001010000000000000515BI0100001439 | 2000 | M | 456 |  |  | Excess(+) | 1 | Full Conversion | INR | [40 empty] | #VALUE! | #VALUE! | #VALUE! | 4 | Construction of chamber for 100mm sluice plates | item5 | 10 | Nos
1.327 | 4 core 16 sq mm AL Conductor cable | BI01010001010000000000000515BI0100001440 | 3000 | M | 372 |  |  | Excess(+) | 1 | Full Conversion | INR | [40 empty] | #VALUE! | #VALUE! | #VALUE! | 4 | Construction of chamber for 100mm sluice plates | item5 | 10 | Nos
1.328 | 4 core 10 sq mm AL Conductor cable | BI01010001010000000000000515BI0100001441 | 1000 | M | 311 |  |  | Excess(+) | 1 | Full Conversion | INR | [40 empty] | #VALUE! | #VALUE! | #VALUE! | 4 | Construction of chamber for 100mm sluice plates | item5 | 10 | Nos
1.329 | 4 core 6 sq mm AL conductor cable | BI01010001010000000000000515BI0100001442 | 1000 | M | 258 |  |  | Excess(+) | 1 | Full Conversion | INR | [40 empty] | #VALUE! | #VALUE! | #VALUE! | 4 | Construction of chamber for 100mm sluice plates | item5 | 10 | Nos
1.33 | 4 core 4 sq mm AL conductor cable | BI01010001010000000000000515BI0100001443 | 1000 | M | 202 |  |  | Excess(+) | 1 | Full Conversion | INR | [40 empty] | #VALUE! | #VALUE! | #VALUE! | 4 | Construction of chamber for 100mm sluice plates | item5 | 10 | Nos
1.331 | 3 core 2.5 sq mm AL conductor cable | BI01010001010000000000000515BI0100001444 | 1000 | M | 350 |  |  | Excess(+) | 1 | Full Conversion | INR | [40 empty] | #VALUE! | #VALUE! | #VALUE! | 4 | Construction of chamber for 100mm sluice plates | item5 | 10 | Nos
1.332 | 3 core 2.5 sqmm copper cable | BI01010001010000000000000515BI0100001445 | 2000 | M | 230 |  |  | Excess(+) | 1 | Full Conversion | INR | [40 empty] | #VALUE! | #VALUE! | #VALUE! | 4 | Construction of chamber for 100mm sluice plates | item5 | 10 | Nos
1.333 | Fans | BI01010001010000000000000515BI0100001446 | [52 empty] | 4 | Construction of chamber for 100mm sluice plates | item5 | 10 | Nos
1.334 | Exhaust fan with fan guards on both sides, double ball bearings, class-E insulation, capacitor (pf 0.90 or better) complete with all other accessories as per IS 2312 and as required, of following sizes: | BI01010001010000000000000515BI0100001447 | [48 empty] | Make: Cromptom, Bajaj, Orient, Havells, Khaitan |  |  |  | 4 | Construction of chamber for 100mm sluice plates | item5 | 10 | Nos
1.335 | Size 300 mm dia, 1400 rpm | BI01010001010000000000000515BI0100001448 | 100 | Nos | 2500 |  |  | Excess(+) | 1 | Full Conversion | INR | [40 empty] | #VALUE! | #VALUE! | #VALUE! | 4 | Construction of chamber for 100mm sluice plates | item5 | 10 | Nos
1.336 | Size 450 mm dia, 1400 rpm | BI01010001010000000000000515BI0100001449 | 60 | Nos | 2800 |  |  | Excess(+) | 1 | Full Conversion | INR | [40 empty] | #VALUE! | #VALUE! | #VALUE! | 4 | Construction of chamber for 100mm sluice plates | item5 | 10 | Nos
1.337 | Size 225 mm dia | BI01010001010000000000000515BI0100001450 | 50 | Nos | 1800 |  |  | Excess(+) | 1 | Full Conversion | INR | [40 empty] | #VALUE! | #VALUE! | #VALUE! | 4 | Construction of chamber for 100mm sluice plates | item5 | 10 | Nos
1.338 | 230V 1 phase 1440 RPM, sweep 400mm approx bracket fan including mounting bracket, blades, starters & other standard accessories complete as required. | BI01010001010000000000000515BI0100001451 | 20 | Nos | 2250 |  |  | Excess(+) | 1 | Full Conversion | INR | [40 empty] | #VALUE! | #VALUE! | #VALUE! | 4 | Construction of chamber for 100mm sluice plates | item5 | 10 | Nos
1.339 | Pedestal fans of 400mm sweep ( Crompton or Bajaj or Orient make ) | BI01010001010000000000000515BI0100001452 | 30 | Nos | 2150 |  |  | Excess(+) | 1 | Full Conversion | INR | [40 empty] | #VALUE! | #VALUE! | #VALUE! | 4 | Construction of chamber for 100mm sluice plates | item5 | 10 | Nos
1.34 | Ceiling fan 1400 mm , 1200mm sweep of 5 star rating suitable for operation on 230V ac | BI01010001010000000000000515BI0100001453 | 100 | Nos | 2250 |  |  | Excess(+) | 1 | Full Conversion | INR | [40 empty] | #VALUE! | #VALUE! | #VALUE! | 4 | Construction of chamber for 100mm sluice plates | item5 | 10 | Nos
1.341 | Wires and sockets | BI01010001010000000000000515BI0100001454 | [48 empty] | Makes: Crabtree, MK Electric, CPL Obsession, Legrand, Schneider, ABB |  |  |  | 4 | Construction of chamber for 100mm sluice plates | item5 | 10 | Nos
1.342 | Following modular grid plate mounted switch/ (es) and socket/(s) etc. | BI01010001010000000000000515BI0100001455 | [52 empty] | 4 | Construction of chamber for 100mm sluice plates | item5 | 10 | Nos
1.343 | 6A modular switches. | BI01010001010000000000000515BI0100001456 | 200 | Nos | 76.72 |  |  | Excess(+) | 1 | Full Conversion | INR | [40 empty] | #VALUE! | #VALUE! | #VALUE! | 4 | Construction of chamber for 100mm sluice plates | item5 | 10 | Nos
1.344 | 6 Amp Universal socket with 6 amp modular switch. | BI01010001010000000000000515BI0100001457 | 400 | Nos | 202.16 |  |  | Excess(+) | 1 | Full Conversion | INR | [40 empty] | #VALUE! | #VALUE! | #VALUE! | 4 | Construction of chamber for 100mm sluice plates | item5 | 10 | Nos
1.345 | 6/16 Amps, Universal socket with 16 Amps, modular switch. | BI01010001010000000000000515BI0100001458 | 400 | Nos | 379.4 |  |  | Excess(+) | 1 | Full Conversion | INR | [40 empty] | #VALUE! | #VALUE! | #VALUE! | 4 | Construction of chamber for 100mm sluice plates | item5 | 10 | Nos
1.346 | 20/25/32A 1-Phase industrial socket outlet with 20/25/32A SP, DP MCB in a GI enclosure with IP56 protection rating with all mounting & fixing accessories & terminations with separately lockable facility complete as required. | BI01010001010000000000000515BI0100001459 | 20 | Nos | 1750 |  |  | Excess(+) | 1 | Full Conversion | INR | [40 empty] | #VALUE! | #VALUE! | #VALUE! | 4 | Construction of chamber for 100mm sluice plates | item5 | 10 | Nos
1.347 | Industrial type reputed make extension boards of 6,16A rating ( Bajaj etc) | BI01010001010000000000000515BI0100001460 | 100 | No. | 1610 |  |  | Excess(+) | 1 | Full Conversion | INR | [40 empty] | #VALUE! | #VALUE! | #VALUE! | 4 | Construction of chamber for 100mm sluice plates | item5 | 10 | Nos
1.348 | Modular blanking plate on the existing modular plate & switch box excluding modular plate as required. | BI01010001010000000000000515BI0100001461 | 30 | no. | 30.8 |  |  | Excess(+) | 1 | Full Conversion | INR | [40 empty] | #VALUE! | #VALUE! | #VALUE! | 4 | Construction of chamber for 100mm sluice plates | item5 | 10 | Nos
1.349 | Following size/ modules, GI box alongwith modular base & cover plate for modular switches in recess etc. as required | BI01010001010000000000000515BI0100001462 | [52 empty] | 4 | Construction of chamber for 100mm sluice plates | item5 | 10 | Nos
1.35 | 3 Module (100mmX75mm) | BI01010001010000000000000515BI0100001463 | 250 | no. | 89.6 |  |  | Excess(+) | 1 | Full Conversion | INR | [40 empty] | #VALUE! | #VALUE! | #VALUE! | 4 | Construction of chamber for 100mm sluice plates | item5 | 10 | Nos
1.351 | 4 Module (125mmX75mm) | BI01010001010000000000000515BI0100001464 | 66 | no. | 113.4 |  |  | Excess(+) | 1 | Full Conversion | INR | [40 empty] | #VALUE! | #VALUE! | #VALUE! | 4 | Construction of chamber for 100mm sluice plates | item5 | 10 | Nos
1.352 | 6 Module (200mmX75mm) | BI01010001010000000000000515BI0100001465 | 150 | no. | 186.2 |  |  | Excess(+) | 1 | Full Conversion | INR | [40 empty] | #VALUE! | #VALUE! | #VALUE! | 4 | Construction of chamber for 100mm sluice plates | item5 | 10 | Nos
1.353 | 8 Module (125mmX125mm) | BI01010001010000000000000515BI0100001466 | 10 | no. | 259 |  |  | Excess(+) | 1 | Full Conversion | INR | [40 empty] | #VALUE! | #VALUE! | #VALUE! | 4 | Construction of chamber for 100mm sluice plates | item5 | 10 | Nos
1.354 | 12 Module (200mmX150mm) | BI01010001010000000000000515BI0100001467 | 10 | no. | 282.8 |  |  | Excess(+) | 1 | Full Conversion | INR | [40 empty] | #VALUE! | #VALUE! | #VALUE! | 4 | Construction of chamber for 100mm sluice plates | item5 | 10 | Nos
1.355 | HIGH MAST LIGHTING | BI01010001010000000000000515BI0100001468 | [52 empty] | 4 | Construction of chamber for 100mm sluice plates | item5 | 10 | Nos
1.356 | 30 m High Mast System | BI01010001010000000000000515BI0100001469 | [52 empty] | 4 | Construction of chamber for 100mm sluice plates | item5 | 10 | Nos
1.357 | Mini Flood Lights 200W, Philips make (LED lights) | BI01010001010000000000000515BI0100001470 | 8 | no. | 26000 |  |  | Excess(+) | 1 | Full Conversion | INR | [40 empty] | #VALUE! | #VALUE! | #VALUE! | 4 | Construction of chamber for 100mm sluice plates | item5 | 10 | Nos
1.358 | Following miscellaneous items | BI01010001010000000000000515BI0100001471 | [52 empty] | 4 | Construction of chamber for 100mm sluice plates | item5 | 10 | Nos
1.359 | Industrial salt ( Non iodised and powdered form) | BI01010001010000000000000515BI0100001472 | 2000 | kg | 12 |  |  | Excess(+) | 1 | Full Conversion | INR | [40 empty] | #VALUE! | #VALUE! | #VALUE! | 4 | Construction of chamber for 100mm sluice plates | item5 | 10 | Nos
1.36 | Distilled Water | BI01010001010000000000000515BI0100001473 | 2500 | litre | 5 |  |  | Excess(+) | 1 | Full Conversion | INR | [40 empty] | #VALUE! | #VALUE! | #VALUE! | 4 | Construction of chamber for 100mm sluice plates | item5 | 10 | Nos
1.361 | Door lock for panels and DBs along with key compatible with the existing panels and DBs (Round, square, triangular type) | BI01010001010000000000000515BI0100001474 | 150 | No. | 70 |  |  | Excess(+) | 1 | Full Conversion | INR | [40 empty] | #VALUE! | #VALUE! | #VALUE! | 4 | Construction of chamber for 100mm sluice plates | item5 | 10 | Nos
1.362 | Anchor fastener 12mm | BI01010001010000000000000515BI0100001475 | 100 | No. | 10 |  |  | Excess(+) | 1 | Full Conversion | INR | [40 empty] | #VALUE! | #VALUE! | #VALUE! | 4 | Construction of chamber for 100mm sluice plates | item5 | 10 | Nos
1.363 | Aux. Contact 1 NO + 1NC for MCB | BI01010001010000000000000515BI0100001476 | 50 | No | 350 |  |  | Excess(+) | 1 | Full Conversion | INR | [40 empty] | #VALUE! | #VALUE! | #VALUE! | 4 | Construction of chamber for 100mm sluice plates | item5 | 10 | Nos
1.364 | Gear Oil - SAE 140/90 | BI01010001010000000000000515BI0100001477 | 10 | litre | 150 |  |  | Excess(+) | 1 | Full Conversion | INR | [40 empty] | #VALUE! | #VALUE! | #VALUE! | 4 | Construction of chamber for 100mm sluice plates | item5 | 10 | Nos
1.365 | High load extreme pressure bearing Grease (SKF bearing grease -LGEP 2/5) | BI01010001010000000000000515BI0100001478 | 30 | kg | 150 |  |  | Excess(+) | 1 | Full Conversion | INR | [40 empty] | #VALUE! | #VALUE! | #VALUE! | 4 | Construction of chamber for 100mm sluice plates | item5 | 10 | Nos
1.366 | Hooter (AMF Panel) | BI01010001010000000000000515BI0100001479 | 10 | No. | 1200 |  |  | Excess(+) | 1 | Full Conversion | INR | [40 empty] | #VALUE! | #VALUE! | #VALUE! | 4 | Construction of chamber for 100mm sluice plates | item5 | 10 | Nos
1.367 | Isolation transformer cooling fan:220V A.C, 50/60HZ, 0.14A axial fan ( make KLILX model 120x120x38 etc ) | BI01010001010000000000000515BI0100001480 | 60 | No. | 890 |  |  | Excess(+) | 1 | Full Conversion | INR | [40 empty] | #VALUE! | #VALUE! | #VALUE! | 4 | Construction of chamber for 100mm sluice plates | item5 | 10 | Nos
1.368 | Occupancy sensor of make Hager EE811; 230v, 50 Hz, IP41 | BI01010001010000000000000515BI0100001481 | 20 | No. | 6500 |  |  | Excess(+) | 1 | Full Conversion | INR | [40 empty] | #VALUE! | #VALUE! | #VALUE! | 4 | Construction of chamber for 100mm sluice plates | item5 | 10 | Nos
1.369 | Capacitor (3.15 MFD) for Ceiling fans | BI01010001010000000000000515BI0100001482 | 50 | No. | 20 |  |  | Excess(+) | 1 | Full Conversion | INR | [40 empty] | #VALUE! | #VALUE! | #VALUE! | 4 | Construction of chamber for 100mm sluice plates | item5 | 10 | Nos
1.37 | Winch -Crescent make 750 Kg Double Drum suitable for 30 m high mast | BI01010001010000000000000515BI0100001483 | 2 | No. | 7500 |  |  | Excess(+) | 1 | Full Conversion | INR | [40 empty] | #VALUE! | #VALUE! | #VALUE! | 4 | Construction of chamber for 100mm sluice plates | item5 | 10 | Nos
1.371 | Cable Tie of size 300,250,150mm | BI01010001010000000000000515BI0100001484 | 3000 | No. | 3 |  |  | Excess(+) | 1 | Full Conversion | INR | [40 empty] | #VALUE! | #VALUE! | #VALUE! | 4 | Construction of chamber for 100mm sluice plates | item5 | 10 | Nos
1.372 | Emergency torch | BI01010001010000000000000515BI0100001485 | 10 | No. | 150 |  |  | Excess(+) | 1 | Full Conversion | INR | [40 empty] | #VALUE! | #VALUE! | #VALUE! | 4 | Construction of chamber for 100mm sluice plates | item5 | 10 | Nos
1.373 | Selector switch | BI01010001010000000000000515BI0100001486 | [52 empty] | 4 | Construction of chamber for 100mm sluice plates | item5 | 10 | Nos
1.374 | SELECTOR SWITCH A/M/T,2POLE 3WAY WITH OFF; 6A ; SALZER(L&T); ROTARY type | BI01010001010000000000000515BI0100001487 | 3 | No. | 350 |  |  | Excess(+) | 1 | Full Conversion | INR | [40 empty] | #VALUE! | #VALUE! | #VALUE! | 4 | Construction of chamber for 100mm sluice plates | item5 | 10 | Nos
1.375 | SELECTOR SWITCH L/R,LOCAL REMOTE SS WITH 2 POLE 2 WAY WITH OFF; 6A ; SALZER(L&T); ROTARY type | BI01010001010000000000000515BI0100001488 | 3 | No. | 350 |  |  | Excess(+) | 1 | Full Conversion | INR | [40 empty] | #VALUE! | #VALUE! | #VALUE! | 4 | Construction of chamber for 100mm sluice plates | item5 | 10 | Nos
1.376 | SELECTOR SWITCH 1, DC ON/OFF SS 2 POLE 2 WAY WITH OFF; 16A ; SALZER(L&T); ROTARY type | BI01010001010000000000000515BI0100001489 | 3 | No. | 500 |  |  | Excess(+) | 1 | Full Conversion | INR | [40 empty] | #VALUE! | #VALUE! | #VALUE! | 4 | Construction of chamber for 100mm sluice plates | item5 | 10 | Nos
1.377 | A/L/R SELECTOR SWITCH 3NO; 6A; L&T | BI01010001010000000000000515BI0100001490 | 10 | No. | 500 |  |  | Excess(+) | 1 | Full Conversion | INR | [40 empty] | #VALUE! | #VALUE! | #VALUE! | 4 | Construction of chamber for 100mm sluice plates | item5 | 10 | Nos
1.378 | A/L/R SELECTOR SWITCH ,4P 2W WITHOUT OFF; type CAM ; 6A; make SALZER/L&T | BI01010001010000000000000515BI0100001491 | 20 | No. | 250 |  |  | Excess(+) | 1 | Full Conversion | INR | [40 empty] | #VALUE! | #VALUE! | #VALUE! | 4 | Construction of chamber for 100mm sluice plates | item5 | 10 | Nos
1.379 | AUTO/MANNUAL SELECTOR SWITCH; 6A; 3 NO; L&T | BI01010001010000000000000515BI0100001492 | 14 | No. | 250 |  |  | Excess(+) | 1 | Full Conversion | INR | [40 empty] | #VALUE! | #VALUE! | #VALUE! | 4 | Construction of chamber for 100mm sluice plates | item5 | 10 | Nos
1.38 | AUTO/MANNUAL SELECTOR SWITCH; 6A; 4 NO; L&T | BI01010001010000000000000515BI0100001493 | 14 | No. | 250 |  |  | Excess(+) | 1 | Full Conversion | INR | [40 empty] | #VALUE! | #VALUE! | #VALUE! | 4 | Construction of chamber for 100mm sluice plates | item5 | 10 | Nos
1.381 | AUTO/MAN. SELECTOR SWITCH 3P, 3W WITH OFF; 16A,DP SW; CAM type; SALZER& L&T | BI01010001010000000000000515BI0100001494 | 17 | No. | 500 |  |  | Excess(+) | 1 | Full Conversion | INR | [40 empty] | #VALUE! | #VALUE! | #VALUE! | 4 | Construction of chamber for 100mm sluice plates | item5 | 10 | Nos
1.382 | A/L/R SELECTOR SWITCH ,4P 3W WITHOUT OFF; type CAM ; 6A; make SALZER/L&T | BI01010001010000000000000515BI0100001495 | 5 | No. | 250 |  |  | Excess(+) | 1 | Full Conversion | INR | [40 empty] | #VALUE! | #VALUE! | #VALUE! | 4 | Construction of chamber for 100mm sluice plates | item5 | 10 | Nos
1.383 | EMERGENCY PUSH BUTTON- VAISHNO/L&T-ESBEE; Dia 22.5mm | BI01010001010000000000000515BI0100001496 | 7 | No. | 80 |  |  | Excess(+) | 1 | Full Conversion | INR | [40 empty] | #VALUE! | #VALUE! | #VALUE! | 4 | Construction of chamber for 100mm sluice plates | item5 | 10 | Nos
1.384 | Breaker Control Switch (T-N-C Switch) with key(spring return); 2NO; (Make L&T) | BI01010001010000000000000515BI0100001497 | 15 | No. | 4000 |  |  | Excess(+) | 1 | Full Conversion | INR | [40 empty] | #VALUE! | #VALUE! | #VALUE! | 4 | Construction of chamber for 100mm sluice plates | item5 | 10 | Nos
1.385 | Auto/Manual Selector Switch 6A, 2 pole 3 way (make L&T) | BI01010001010000000000000515BI0100001498 | 15 | No. | 250 |  |  | Excess(+) | 1 | Full Conversion | INR | [40 empty] | #VALUE! | #VALUE! | #VALUE! | 4 | Construction of chamber for 100mm sluice plates | item5 | 10 | Nos
1.386 | On Delay Timer , 230V AC 2C/O (make GIC) | BI01010001010000000000000515BI0100001499 | 15 | No. | 1440 |  |  | Excess(+) | 1 | Full Conversion | INR | [40 empty] | #VALUE! | #VALUE! | #VALUE! | 4 | Construction of chamber for 100mm sluice plates | item5 | 10 | Nos
1.387 | On Delay Timer , 230V AC 1C/O (make GIC/L&T) | BI01010001010000000000000515BI0100001500 | 15 | No. | 1440 |  |  | Excess(+) | 1 | Full Conversion | INR | [40 empty] | #VALUE! | #VALUE! | #VALUE! | 4 | Construction of chamber for 100mm sluice plates | item5 | 10 | Nos
1.388 | Star Delta timer 3-120sec , 230V ac ( GIC make) | BI01010001010000000000000515BI0100001501 | 7 | No. | 1440 |  |  | Excess(+) | 1 | Full Conversion | INR | [40 empty] | #VALUE! | #VALUE! | #VALUE! | 4 | Construction of chamber for 100mm sluice plates | item5 | 10 | Nos
1.389 | Base mounted Voltage Monitoring Relay 3 phase, 4W, 415V AC, Auxiliary contact 2C/O (make L&T/GIC) | BI01010001010000000000000515BI0100001502 | 10 | No. | 2260 |  |  | Excess(+) | 1 | Full Conversion | INR | [40 empty] | #VALUE! | #VALUE! | #VALUE! | 4 | Construction of chamber for 100mm sluice plates | item5 | 10 | Nos
1.39 | Facp battery,CR2032,3V,micro lithium cell | BI01010001010000000000000515BI0100001503 | 20 | No. | 150 |  |  | Excess(+) | 1 | Full Conversion | INR | [40 empty] | #VALUE! | #VALUE! | #VALUE! | 4 | Construction of chamber for 100mm sluice plates | item5 | 10 | Nos
1.391 | Single phase preventer type KS002, 415 V KGN make(sump pump) | BI01010001010000000000000515BI0100001504 | 15 | No. | 1250 |  |  | Excess(+) | 1 | Full Conversion | INR | [40 empty] | #VALUE! | #VALUE! | #VALUE! | 4 | Construction of chamber for 100mm sluice plates | item5 | 10 | Nos
1.392 | Single phase preventer- 415V AC, 230V AC AUX; cast resin; minilec | BI01010001010000000000000515BI0100001505 | 10 | No. | 1250 |  |  | Excess(+) | 1 | Full Conversion | INR | [40 empty] | #VALUE! | #VALUE! | #VALUE! | 4 | Construction of chamber for 100mm sluice plates | item5 | 10 | Nos
1.393 | Line Tester,Taparia 813 | BI01010001010000000000000515BI0100001506 | 25 | No. | 20 |  |  | Excess(+) | 1 | Full Conversion | INR | [40 empty] | #VALUE! | #VALUE! | #VALUE! | 4 | Construction of chamber for 100mm sluice plates | item5 | 10 | Nos
1.394 | Connector,Make- FTC, 35-50 mm^2, 1000V | BI01010001010000000000000515BI0100001507 | 200 | No. | 150 |  |  | Excess(+) | 1 | Full Conversion | INR | [40 empty] | #VALUE! | #VALUE! | #VALUE! | 4 | Construction of chamber for 100mm sluice plates | item5 | 10 | Nos
1.395 | THERMOSTAT 230V,AC 30-70 CENT.; ANCO make | BI01010001010000000000000515BI0100001508 | 200 | No. | 650 |  |  | Excess(+) | 1 | Full Conversion | INR | [40 empty] | #VALUE! | #VALUE! | #VALUE! | 4 | Construction of chamber for 100mm sluice plates | item5 | 10 | Nos
1.396 | AXIAL FLOW FAN 4 INCH,230V,AC; 1P; AVR | BI01010001010000000000000515BI0100001509 | 25 | No. | 780 |  |  | Excess(+) | 1 | Full Conversion | INR | [40 empty] | #VALUE! | #VALUE! | #VALUE! | 4 | Construction of chamber for 100mm sluice plates | item5 | 10 | Nos
1.397 | GLASS FUSE WITH 230V AC FUSE BLOW INDICATOR 200mA; CONNECTWELL | BI01010001010000000000000515BI0100001510 | 25 | No. | 10 |  |  | Excess(+) | 1 | Full Conversion | INR | [40 empty] | #VALUE! | #VALUE! | #VALUE! | 4 | Construction of chamber for 100mm sluice plates | item5 | 10 | Nos
1.398 | Water Tank sensors ; steel molded with polypropylene contact type | BI01010001010000000000000515BI0100001511 | 150 | No. | 60 |  |  | Excess(+) | 1 | Full Conversion | INR | [40 empty] | #VALUE! | #VALUE! | #VALUE! | 4 | Construction of chamber for 100mm sluice plates | item5 | 10 | Nos
1.399 | 1 CHANGEOVER CONTACT OPEN-CLOSED + 1 CHANGEOVER FOR TRIPPED INDICATION T1-T2-T3-T4-T5-T6 (Product ID:1SDA051368R1) Used in MCCB,ABB | BI01010001010000000000000515BI0100001512 | 21 | No. | 1250 |  |  | Excess(+) | 1 | Full Conversion | INR | [40 empty] | #VALUE! | #VALUE! | #VALUE! | 4 | Construction of chamber for 100mm sluice plates | item5 | 10 | Nos
1.4 | MOTOR MECHANISM 230V AC of MCCB Schneider, NSX-400F MICROLOGICS 2, 400A,FP,35KA | BI01010001010000000000000515BI0100001513 | 2 | No. | 60854 |  |  | Excess(+) | 1 | Full Conversion | INR | [40 empty] | #VALUE! | #VALUE! | #VALUE! | 4 | Construction of chamber for 100mm sluice plates | item5 | 10 | Nos
1.401 | Terminal Block of following sizes | BI01010001010000000000000515BI0100001514 | [52 empty] | 4 | Construction of chamber for 100mm sluice plates | item5 | 10 | Nos
1.402 | 2.5 -4 sq mm | BI01010001010000000000000515BI0100001515 | 400 | No. | 4 |  |  | Excess(+) | 1 | Full Conversion | INR | [40 empty] | #VALUE! | #VALUE! | #VALUE! | 4 | Construction of chamber for 100mm sluice plates | item5 | 10 | Nos
1.403 | 16 sq mm | BI01010001010000000000000515BI0100001516 | 250 | No. | 18 |  |  | Excess(+) | 1 | Full Conversion | INR | [40 empty] | #VALUE! | #VALUE! | #VALUE! | 4 | Construction of chamber for 100mm sluice plates | item5 | 10 | Nos
1.404 | 25 sq mm | BI01010001010000000000000515BI0100001517 | 250 | No. | 26 |  |  | Excess(+) | 1 | Full Conversion | INR | [40 empty] | #VALUE! | #VALUE! | #VALUE! | 4 | Construction of chamber for 100mm sluice plates | item5 | 10 | Nos
1.405 | 35-50 sq mm | BI01010001010000000000000515BI0100001518 | 250 | No. | 30 |  |  | Excess(+) | 1 | Full Conversion | INR | [40 empty] | #VALUE! | #VALUE! | #VALUE! | 4 | Construction of chamber for 100mm sluice plates | item5 | 10 | Nos
1.406 | High mast connector 63A; IP 44 | BI01010001010000000000000515BI0100001519 | 3 | No. | 5500 |  |  | Excess(+) | 1 | Full Conversion | INR | [40 empty] | #VALUE! | #VALUE! | #VALUE! | 4 | Construction of chamber for 100mm sluice plates | item5 | 10 | Nos
1.407 | Level Indicator Cum Controller of following types | BI01010001010000000000000515BI0100001520 | [52 empty] | 4 | Construction of chamber for 100mm sluice plates | item5 | 10 | Nos
1.408 | CLA3-lic; Cirrus; ISO 9001:2008 | BI01010001010000000000000515BI0100001521 | 4 | No. | 7500 |  |  | Excess(+) | 1 | Full Conversion | INR | [40 empty] | #VALUE! | #VALUE! | #VALUE! | 4 | Construction of chamber for 100mm sluice plates | item5 | 10 | Nos
1.409 | ANERGY Model No. P-16-2-3, 24Vac 300mA | BI01010001010000000000000515BI0100001522 | 2 | No | 4500 |  |  | Excess(+) | 1 | Full Conversion | INR | [40 empty] | #VALUE! | #VALUE! | #VALUE! | 4 | Construction of chamber for 100mm sluice plates | item5 | 10 | Nos
1.41 | Following Motorised valves | BI01010001010000000000000515BI0100001523 | [52 empty] | 4 | Construction of chamber for 100mm sluice plates | item5 | 10 | Nos
1.411 | belimo motorised valve LR24A-S AC/DC 24V | BI01010001010000000000000515BI0100001524 | 3 | No | 25300 |  |  | Excess(+) | 1 | Full Conversion | INR | [40 empty] | #VALUE! | #VALUE! | #VALUE! | 4 | Construction of chamber for 100mm sluice plates | item5 | 10 | Nos
1.412 | belimo motorised valve Model no. SY1-230-3-T 230 V | BI01010001010000000000000515BI0100001525 | 3 | No | 18500 |  |  | Excess(+) | 1 | Full Conversion | INR | [40 empty] | #VALUE! | #VALUE! | #VALUE! | 4 | Construction of chamber for 100mm sluice plates | item5 | 10 | Nos
1.413 | Flow switch for water flow status ; MODEL WFD60 system sensor make; minimum flow rate for alarm 4-10 gpm | BI01010001010000000000000515BI0100001526 | 2 | No | 7500 |  |  | Excess(+) | 1 | Full Conversion | INR | [40 empty] | #VALUE! | #VALUE! | #VALUE! | 4 | Construction of chamber for 100mm sluice plates | item5 | 10 | Nos
1.414 | LED drivers for station name signages of following makes : | BI01010001010000000000000515BI0100001527 | [52 empty] | 4 | Construction of chamber for 100mm sluice plates | item5 | 10 | Nos
1.415 | MAke- Neenjas Model :CV-200ADRP I/P 150-300V Effieciency-89% P in-200W Iin- 1.2A voltage -12VDC Iout-16A Protection over voltage, short circuit | BI01010001010000000000000515BI0100001528 | 20 | No | 4000 |  |  | Excess(+) | 1 | Full Conversion | INR | [40 empty] | #VALUE! | #VALUE! | #VALUE! | 4 | Construction of chamber for 100mm sluice plates | item5 | 10 | Nos
1.416 | Make- sign tek model-ST-WP12300 INPUT AC170-260V, 3.5-25A, 50Hz OUPUT DC-12V/25A 300W MAX IP67, TEMP 50C-75C | BI01010001010000000000000515BI0100001529 | 20 | No | 4000 |  |  | Excess(+) | 1 | Full Conversion | INR | [40 empty] | #VALUE! | #VALUE! | #VALUE! | 4 | Construction of chamber for 100mm sluice plates | item5 | 10 | Nos
Total in Figures | [51 empty] | #VALUE! | #VALUE! | #VALUE! | 4 | Construction of chamber for 100mm sluice plates | item5 | 10 | Nos
Quoted Rate in Figures |  |  |  | Select | [47 empty] | 0 | 0 | #VALUE!
Quoted Rate in Words |  | #VALUE!
Note on K13: gepadmin: 1. If you choose "Full Conversion" then Column BA (AMOUNT) and Column BB (TAXES) BOTH values will be convert based on selected Currency in (Column L). 2. If you choose "Partial Conversion" then Column BA (AMOUNT) only will be converted based on selected currency (Column L) and Column BB (TAXES) value (INR) will be added to the converted values.
Note on K14: gepadmin: 1. If you choose "Full Conversion" then Column BA (AMOUNT) and Column BB (TAXES) BOTH values will be convert based on selected Currency in (Column L). 2. If you choose "Partial Conversion" then Column BA (AMOUNT) only will be converted based on selected currency (Column L) and Column BB (TAXES) value (INR) will be added to the converted values.
Note on K15: gepadmin: 1. If you choose "Full Conversion" then Column BA (AMOUNT) and Column BB (TAXES) BOTH values will be convert based on selected Currency in (Column L). 2. If you choose "Partial Conversion" then Column BA (AMOUNT) only will be converted based on selected currency (Column L) and Column BB (TAXES) value (INR) will be added to the converted values.
Note on K16: gepadmin: 1. If you choose "Full Conversion" then Column BA (AMOUNT) and Column BB (TAXES) BOTH values will be convert based on selected Currency in (Column L). 2. If you choose "Partial Conversion" then Column BA (AMOUNT) only will be converted based on selected currency (Column L) and Column BB (TAXES) value (INR) will be added to the converted values.
Note on K17: gepadmin: 1. If you choose "Full Conversion" then Column BA (AMOUNT) and Column BB (TAXES) BOTH values will be convert based on selected Currency in (Column L). 2. If you choose "Partial Conversion" then Column BA (AMOUNT) only will be converted based on selected currency (Column L) and Column BB (TAXES) value (INR) will be added to the converted values.
Note on K18: gepadmin: 1. If you choose "Full Conversion" then Column BA (AMOUNT) and Column BB (TAXES) BOTH values will be convert based on selected Currency in (Column L). 2. If you choose "Partial Conversion" then Column BA (AMOUNT) only will be converted based on selected currency (Column L) and Column BB (TAXES) value (INR) will be added to the converted values.
Note on K19: gepadmin: 1. If you choose "Full Conversion" then Column BA (AMOUNT) and Column BB (TAXES) BOTH values will be convert based on selected Currency in (Column L). 2. If you choose "Partial Conversion" then Column BA (AMOUNT) only will be converted based on selected currency (Column L) and Column BB (TAXES) value (INR) will be added to the converted values.
Note on K20: gepadmin: 1. If you choose "Full Conversion" then Column BA (AMOUNT) and Column BB (TAXES) BOTH values will be convert based on selected Currency in (Column L). 2. If you choose "Partial Conversion" then Column BA (AMOUNT) only will be converted based on selected currency (Column L) and Column BB (TAXES) value (INR) will be added to the converted values.
Note on K21: gepadmin: 1. If you choose "Full Conversion" then Column BA (AMOUNT) and Column BB (TAXES) BOTH values will be convert based on selected Currency in (Column L). 2. If you choose "Partial Conversion" then Column BA (AMOUNT) only will be converted based on selected currency (Column L) and Column BB (TAXES) value (INR) will be added to the converted values.
Note on K22: gepadmin: 1. If you choose "Full Conversion" then Column BA (AMOUNT) and Column BB (TAXES) BOTH values will be convert based on selected Currency in (Column L). 2. If you choose "Partial Conversion" then Column BA (AMOUNT) only will be converted based on selected currency (Column L) and Column BB (TAXES) value (INR) will be added to the converted values.
Note on K23: gepadmin: 1. If you choose "Full Conversion" then Column BA (AMOUNT) and Column BB (TAXES) BOTH values will be convert based on selected Currency in (Column L). 2. If you choose "Partial Conversion" then Column BA (AMOUNT) only will be converted based on selected currency (Column L) and Column BB (TAXES) value (INR) will be added to the converted values.
Note on K24: gepadmin: 1. If you choose "Full Conversion" then Column BA (AMOUNT) and Column BB (TAXES) BOTH values will be convert based on selected Currency in (Column L). 2. If you choose "Partial Conversion" then Column BA (AMOUNT) only will be converted based on selected currency (Column L) and Column BB (TAXES) value (INR) will be added to the converted values.
Note on K25: gepadmin: 1. If you choose "Full Conversion" then Column BA (AMOUNT) and Column BB (TAXES) BOTH values will be convert based on selected Currency in (Column L). 2. If you choose "Partial Conversion" then Column BA (AMOUNT) only will be converted based on selected currency (Column L) and Column BB (TAXES) value (INR) will be added to the converted values.
Note on K26: gepadmin: 1. If you choose "Full Conversion" then Column BA (AMOUNT) and Column BB (TAXES) BOTH values will be convert based on selected Currency in (Column L). 2. If you choose "Partial Conversion" then Column BA (AMOUNT) only will be converted based on selected currency (Column L) and Column BB (TAXES) value (INR) will be added to the converted values.
Note on K27: gepadmin: 1. If you choose "Full Conversion" then Column BA (AMOUNT) and Column BB (TAXES) BOTH values will be convert based on selected Currency in (Column L). 2. If you choose "Partial Conversion" then Column BA (AMOUNT) only will be converted based on selected currency (Column L) and Column BB (TAXES) value (INR) will be added to the converted values.
Note on K28: gepadmin: 1. If you choose "Full Conversion" then Column BA (AMOUNT) and Column BB (TAXES) BOTH values will be convert based on selected Currency in (Column L). 2. If you choose "Partial Conversion" then Column BA (AMOUNT) only will be converted based on selected currency (Column L) and Column BB (TAXES) value (INR) will be added to the converted values.
Note on K29: gepadmin: 1. If you choose "Full Conversion" then Column BA (AMOUNT) and Column BB (TAXES) BOTH values will be convert based on selected Currency in (Column L). 2. If you choose "Partial Conversion" then Column BA (AMOUNT) only will be converted based on selected currency (Column L) and Column BB (TAXES) value (INR) will be added to the converted values.
Note on K30: gepadmin: 1. If you choose "Full Conversion" then Column BA (AMOUNT) and Column BB (TAXES) BOTH values will be convert based on selected Currency in (Column L). 2. If you choose "Partial Conversion" then Column BA (AMOUNT) only will be converted based on selected currency (Column L) and Column BB (TAXES) value (INR) will be added to the converted values.
Note on K31: gepadmin: 1. If you choose "Full Conversion" then Column BA (AMOUNT) and Column BB (TAXES) BOTH values will be convert based on selected Currency in (Column L). 2. If you choose "Partial Conversion" then Column BA (AMOUNT) only will be converted based on selected currency (Column L) and Column BB (TAXES) value (INR) will be added to the converted values.
Note on K32: gepadmin: 1. If you choose "Full Conversion" then Column BA (AMOUNT) and Column BB (TAXES) BOTH values will be convert based on selected Currency in (Column L). 2. If you choose "Partial Conversion" then Column BA (AMOUNT) only will be converted based on selected currency (Column L) and Column BB (TAXES) value (INR) will be added to the converted values.
Note on K33: gepadmin: 1. If you choose "Full Conversion" then Column BA (AMOUNT) and Column BB (TAXES) BOTH values will be convert based on selected Currency in (Column L). 2. If you choose "Partial Conversion" then Column BA (AMOUNT) only will be converted based on selected currency (Column L) and Column BB (TAXES) value (INR) will be added to the converted values.
Note on K34: gepadmin: 1. If you choose "Full Conversion" then Column BA (AMOUNT) and Column BB (TAXES) BOTH values will be convert based on selected Currency in (Column L). 2. If you choose "Partial Conversion" then Column BA (AMOUNT) only will be converted based on selected currency (Column L) and Column BB (TAXES) value (INR) will be added to the converted values.
Note on K35: gepadmin: 1. If you choose "Full Conversion" then Column BA (AMOUNT) and Column BB (TAXES) BOTH values will be convert based on selected Currency in (Column L). 2. If you choose "Partial Conversion" then Column BA (AMOUNT) only will be converted based on selected currency (Column L) and Column BB (TAXES) value (INR) will be added to the converted values.
Note on K36: gepadmin: 1. If you choose "Full Conversion" then Column BA (AMOUNT) and Column BB (TAXES) BOTH values will be convert based on selected Currency in (Column L). 2. If you choose "Partial Conversion" then Column BA (AMOUNT) only will be converted based on selected currency (Column L) and Column BB (TAXES) value (INR) will be added to the converted values.
Note on K37: gepadmin: 1. If you choose "Full Conversion" then Column BA (AMOUNT) and Column BB (TAXES) BOTH values will be convert based on selected Currency in (Column L). 2. If you choose "Partial Conversion" then Column BA (AMOUNT) only will be converted based on selected currency (Column L) and Column BB (TAXES) value (INR) will be added to the converted values.
Note on K38: gepadmin: 1. If you choose "Full Conversion" then Column BA (AMOUNT) and Column BB (TAXES) BOTH values will be convert based on selected Currency in (Column L). 2. If you choose "Partial Conversion" then Column BA (AMOUNT) only will be converted based on selected currency (Column L) and Column BB (TAXES) value (INR) will be added to the converted values.
Note on K39: gepadmin: 1. If you choose "Full Conversion" then Column BA (AMOUNT) and Column BB (TAXES) BOTH values will be convert based on selected Currency in (Column L). 2. If you choose "Partial Conversion" then Column BA (AMOUNT) only will be converted based on selected currency (Column L) and Column BB (TAXES) value (INR) will be added to the converted values.
Note on K40: gepadmin: 1. If you choose "Full Conversion" then Column BA (AMOUNT) and Column BB (TAXES) BOTH values will be convert based on selected Currency in (Column L). 2. If you choose "Partial Conversion" then Column BA (AMOUNT) only will be converted based on selected currency (Column L) and Column BB (TAXES) value (INR) will be added to the converted values.
Note on K41: gepadmin: 1. If you choose "Full Conversion" then Column BA (AMOUNT) and Column BB (TAXES) BOTH values will be convert based on selected Currency in (Column L). 2. If you choose "Partial Conversion" then Column BA (AMOUNT) only will be converted based on selected currency (Column L) and Column BB (TAXES) value (INR) will be added to the converted values.
Note on K42: gepadmin: 1. If you choose "Full Conversion" then Column BA (AMOUNT) and Column BB (TAXES) BOTH values will be convert based on selected Currency in (Column L). 2. If you choose "Partial Conversion" then Column BA (AMOUNT) only will be converted based on selected currency (Column L) and Column BB (TAXES) value (INR) will be added to the converted values.
Note on K43: gepadmin: 1. If you choose "Full Conversion" then Column BA (AMOUNT) and Column BB (TAXES) BOTH values will be convert based on selected Currency in (Column L). 2. If you choose "Partial Conversion" then Column BA (AMOUNT) only will be converted based on selected currency (Column L) and Column BB (TAXES) value (INR) will be added to the converted values.
Note on K44: gepadmin: 1. If you choose "Full Conversion" then Column BA (AMOUNT) and Column BB (TAXES) BOTH values will be convert based on selected Currency in (Column L). 2. If you choose "Partial Conversion" then Column BA (AMOUNT) only will be converted based on selected currency (Column L) and Column BB (TAXES) value (INR) will be added to the converted values.
Note on K45: gepadmin: 1. If you choose "Full Conversion" then Column BA (AMOUNT) and Column BB (TAXES) BOTH values will be convert based on selected Currency in (Column L). 2. If you choose "Partial Conversion" then Column BA (AMOUNT) only will be converted based on selected currency (Column L) and Column BB (TAXES) value (INR) will be added to the converted values.
Note on K46: gepadmin: 1. If you choose "Full Conversion" then Column BA (AMOUNT) and Column BB (TAXES) BOTH values will be convert based on selected Currency in (Column L). 2. If you choose "Partial Conversion" then Column BA (AMOUNT) only will be converted based on selected currency (Column L) and Column BB (TAXES) value (INR) will be added to the converted values.
Note on K47: gepadmin: 1. If you choose "Full Conversion" then Column BA (AMOUNT) and Column BB (TAXES) BOTH values will be convert based on selected Currency in (Column L). 2. If you choose "Partial Conversion" then Column BA (AMOUNT) only will be converted based on selected currency (Column L) and Column BB (TAXES) value (INR) will be added to the converted values.
Note on K48: gepadmin: 1. If you choose "Full Conversion" then Column BA (AMOUNT) and Column BB (TAXES) BOTH values will be convert based on selected Currency in (Column L). 2. If you choose "Partial Conversion" then Column BA (AMOUNT) only will be converted based on selected currency (Column L) and Column BB (TAXES) value (INR) will be added to the converted values.
Note on K49: gepadmin: 1. If you choose "Full Conversion" then Column BA (AMOUNT) and Column BB (TAXES) BOTH values will be convert based on selected Currency in (Column L). 2. If you choose "Partial Conversion" then Column BA (AMOUNT) only will be converted based on selected currency (Column L) and Column BB (TAXES) value (INR) will be added to the converted values.
Note on K50: gepadmin: 1. If you choose "Full Conversion" then Column BA (AMOUNT) and Column BB (TAXES) BOTH values will be convert based on selected Currency in (Column L). 2. If you choose "Partial Conversion" then Column BA (AMOUNT) only will be converted based on selected currency (Column L) and Column BB (TAXES) value (INR) will be added to the converted values.
Note on K51: gepadmin: 1. If you choose "Full Conversion" then Column BA (AMOUNT) and Column BB (TAXES) BOTH values will be convert based on selected Currency in (Column L). 2. If you choose "Partial Conversion" then Column BA (AMOUNT) only will be converted based on selected currency (Column L) and Column BB (TAXES) value (INR) will be added to the converted values.
Note on K52: gepadmin: 1. If you choose "Full Conversion" then Column BA (AMOUNT) and Column BB (TAXES) BOTH values will be convert based on selected Currency in (Column L). 2. If you choose "Partial Conversion" then Column BA (AMOUNT) only will be converted based on selected currency (Column L) and Column BB (TAXES) value (INR) will be added to the converted values.
Note on K53: gepadmin: 1. If you choose "Full Conversion" then Column BA (AMOUNT) and Column BB (TAXES) BOTH values will be convert based on selected Currency in (Column L). 2. If you choose "Partial Conversion" then Column BA (AMOUNT) only will be converted based on selected currency (Column L) and Column BB (TAXES) value (INR) will be added to the converted values.
Note on K54: gepadmin: 1. If you choose "Full Conversion" then Column BA (AMOUNT) and Column BB (TAXES) BOTH values will be convert based on selected Currency in (Column L). 2. If you choose "Partial Conversion" then Column BA (AMOUNT) only will be converted based on selected currency (Column L) and Column BB (TAXES) value (INR) will be added to the converted values.
Note on K55: gepadmin: 1. If you choose "Full Conversion" then Column BA (AMOUNT) and Column BB (TAXES) BOTH values will be convert based on selected Currency in (Column L). 2. If you choose "Partial Conversion" then Column BA (AMOUNT) only will be converted based on selected currency (Column L) and Column BB (TAXES) value (INR) will be added to the converted values.
Note on K56: gepadmin: 1. If you choose "Full Conversion" then Column BA (AMOUNT) and Column BB (TAXES) BOTH values will be convert based on selected Currency in (Column L). 2. If you choose "Partial Conversion" then Column BA (AMOUNT) only will be converted based on selected currency (Column L) and Column BB (TAXES) value (INR) will be added to the converted values.
Note on K57: gepadmin: 1. If you choose "Full Conversion" then Column BA (AMOUNT) and Column BB (TAXES) BOTH values will be convert based on selected Currency in (Column L). 2. If you choose "Partial Conversion" then Column BA (AMOUNT) only will be converted based on selected currency (Column L) and Column BB (TAXES) value (INR) will be added to the converted values.
Note on K58: gepadmin: 1. If you choose "Full Conversion" then Column BA (AMOUNT) and Column BB (TAXES) BOTH values will be convert based on selected Currency in (Column L). 2. If you choose "Partial Conversion" then Column BA (AMOUNT) only will be converted based on selected currency (Column L) and Column BB (TAXES) value (INR) will be added to the converted values.
Note on K59: gepadmin: 1. If you choose "Full Conversion" then Column BA (AMOUNT) and Column BB (TAXES) BOTH values will be convert based on selected Currency in (Column L). 2. If you choose "Partial Conversion" then Column BA (AMOUNT) only will be converted based on selected currency (Column L) and Column BB (TAXES) value (INR) will be added to the converted values.
Note on K60: gepadmin: 1. If you choose "Full Conversion" then Column BA (AMOUNT) and Column BB (TAXES) BOTH values will be convert based on selected Currency in (Column L). 2. If you choose "Partial Conversion" then Column BA (AMOUNT) only will be converted based on selected currency (Column L) and Column BB (TAXES) value (INR) will be added to the converted values.
Note on K61: gepadmin: 1. If you choose "Full Conversion" then Column BA (AMOUNT) and Column BB (TAXES) BOTH values will be convert based on selected Currency in (Column L). 2. If you choose "Partial Conversion" then Column BA (AMOUNT) only will be converted based on selected currency (Column L) and Column BB (TAXES) value (INR) will be added to the converted values.
Note on K62: gepadmin: 1. If you choose "Full Conversion" then Column BA (AMOUNT) and Column BB (TAXES) BOTH values will be convert based on selected Currency in (Column L). 2. If you choose "Partial Conversion" then Column BA (AMOUNT) only will be converted based on selected currency (Column L) and Column BB (TAXES) value (INR) will be added to the converted values.
Note on K63: gepadmin: 1. If you choose "Full Conversion" then Column BA (AMOUNT) and Column BB (TAXES) BOTH values will be convert based on selected Currency in (Column L). 2. If you choose "Partial Conversion" then Column BA (AMOUNT) only will be converted based on selected currency (Column L) and Column BB (TAXES) value (INR) will be added to the converted values.
Note on K64: gepadmin: 1. If you choose "Full Conversion" then Column BA (AMOUNT) and Column BB (TAXES) BOTH values will be convert based on selected Currency in (Column L). 2. If you choose "Partial Conversion" then Column BA (AMOUNT) only will be converted based on selected currency (Column L) and Column BB (TAXES) value (INR) will be added to the converted values.
Note on K65: gepadmin: 1. If you choose "Full Conversion" then Column BA (AMOUNT) and Column BB (TAXES) BOTH values will be convert based on selected Currency in (Column L). 2. If you choose "Partial Conversion" then Column BA (AMOUNT) only will be converted based on selected currency (Column L) and Column BB (TAXES) value (INR) will be added to the converted values.
Note on K66: gepadmin: 1. If you choose "Full Conversion" then Column BA (AMOUNT) and Column BB (TAXES) BOTH values will be convert based on selected Currency in (Column L). 2. If you choose "Partial Conversion" then Column BA (AMOUNT) only will be converted based on selected currency (Column L) and Column BB (TAXES) value (INR) will be added to the converted values.
Note on K67: gepadmin: 1. If you choose "Full Conversion" then Column BA (AMOUNT) and Column BB (TAXES) BOTH values will be convert based on selected Currency in (Column L). 2. If you choose "Partial Conversion" then Column BA (AMOUNT) only will be converted based on selected currency (Column L) and Column BB (TAXES) value (INR) will be added to the converted values.
Note on K68: gepadmin: 1. If you choose "Full Conversion" then Column BA (AMOUNT) and Column BB (TAXES) BOTH values will be convert based on selected Currency in (Column L). 2. If you choose "Partial Conversion" then Column BA (AMOUNT) only will be converted based on selected currency (Column L) and Column BB (TAXES) value (INR) will be added to the converted values.
Note on K69: gepadmin: 1. If you choose "Full Conversion" then Column BA (AMOUNT) and Column BB (TAXES) BOTH values will be convert based on selected Currency in (Column L). 2. If you choose "Partial Conversion" then Column BA (AMOUNT) only will be converted based on selected currency (Column L) and Column BB (TAXES) value (INR) will be added to the converted values.
Note on K70: gepadmin: 1. If you choose "Full Conversion" then Column BA (AMOUNT) and Column BB (TAXES) BOTH values will be convert based on selected Currency in (Column L). 2. If you choose "Partial Conversion" then Column BA (AMOUNT) only will be converted based on selected currency (Column L) and Column BB (TAXES) value (INR) will be added to the converted values.
Note on K71: gepadmin: 1. If you choose "Full Conversion" then Column BA (AMOUNT) and Column BB (TAXES) BOTH values will be convert based on selected Currency in (Column L). 2. If you choose "Partial Conversion" then Column BA (AMOUNT) only will be converted based on selected currency (Column L) and Column BB (TAXES) value (INR) will be added to the converted values.
Note on K72: gepadmin: 1. If you choose "Full Conversion" then Column BA (AMOUNT) and Column BB (TAXES) BOTH values will be convert based on selected Currency in (Column L). 2. If you choose "Partial Conversion" then Column BA (AMOUNT) only will be converted based on selected currency (Column L) and Column BB (TAXES) value (INR) will be added to the converted values.
Note on K73: gepadmin: 1. If you choose "Full Conversion" then Column BA (AMOUNT) and Column BB (TAXES) BOTH values will be convert based on selected Currency in (Column L). 2. If you choose "Partial Conversion" then Column BA (AMOUNT) only will be converted based on selected currency (Column L) and Column BB (TAXES) value (INR) will be added to the converted values.
Note on K74: gepadmin: 1. If you choose "Full Conversion" then Column BA (AMOUNT) and Column BB (TAXES) BOTH values will be convert based on selected Currency in (Column L). 2. If you choose "Partial Conversion" then Column BA (AMOUNT) only will be converted based on selected currency (Column L) and Column BB (TAXES) value (INR) will be added to the converted values.
Note on K75: gepadmin: 1. If you choose "Full Conversion" then Column BA (AMOUNT) and Column BB (TAXES) BOTH values will be convert based on selected Currency in (Column L). 2. If you choose "Partial Conversion" then Column BA (AMOUNT) only will be converted based on selected currency (Column L) and Column BB (TAXES) value (INR) will be added to the converted values.
Note on K76: gepadmin: 1. If you choose "Full Conversion" then Column BA (AMOUNT) and Column BB (TAXES) BOTH values will be convert based on selected Currency in (Column L). 2. If you choose "Partial Conversion" then Column BA (AMOUNT) only will be converted based on selected currency (Column L) and Column BB (TAXES) value (INR) will be added to the converted values.
Note on K77: gepadmin: 1. If you choose "Full Conversion" then Column BA (AMOUNT) and Column BB (TAXES) BOTH values will be convert based on selected Currency in (Column L). 2. If you choose "Partial Conversion" then Column BA (AMOUNT) only will be converted based on selected currency (Column L) and Column BB (TAXES) value (INR) will be added to the converted values.
Note on K78: gepadmin: 1. If you choose "Full Conversion" then Column BA (AMOUNT) and Column BB (TAXES) BOTH values will be convert based on selected Currency in (Column L). 2. If you choose "Partial Conversion" then Column BA (AMOUNT) only will be converted based on selected currency (Column L) and Column BB (TAXES) value (INR) will be added to the converted values.
Note on K79: gepadmin: 1. If you choose "Full Conversion" then Column BA (AMOUNT) and Column BB (TAXES) BOTH values will be convert based on selected Currency in (Column L). 2. If you choose "Partial Conversion" then Column BA (AMOUNT) only will be converted based on selected currency (Column L) and Column BB (TAXES) value (INR) will be added to the converted values.
Note on K80: gepadmin: 1. If you choose "Full Conversion" then Column BA (AMOUNT) and Column BB (TAXES) BOTH values will be convert based on selected Currency in (Column L). 2. If you choose "Partial Conversion" then Column BA (AMOUNT) only will be converted based on selected currency (Column L) and Column BB (TAXES) value (INR) will be added to the converted values.
Note on K81: gepadmin: 1. If you choose "Full Conversion" then Column BA (AMOUNT) and Column BB (TAXES) BOTH values will be convert based on selected Currency in (Column L). 2. If you choose "Partial Conversion" then Column BA (AMOUNT) only will be converted based on selected currency (Column L) and Column BB (TAXES) value (INR) will be added to the converted values.
Note on K82: gepadmin: 1. If you choose "Full Conversion" then Column BA (AMOUNT) and Column BB (TAXES) BOTH values will be convert based on selected Currency in (Column L). 2. If you choose "Partial Conversion" then Column BA (AMOUNT) only will be converted based on selected currency (Column L) and Column BB (TAXES) value (INR) will be added to the converted values.
Note on K83: gepadmin: 1. If you choose "Full Conversion" then Column BA (AMOUNT) and Column BB (TAXES) BOTH values will be convert based on selected Currency in (Column L). 2. If you choose "Partial Conversion" then Column BA (AMOUNT) only will be converted based on selected currency (Column L) and Column BB (TAXES) value (INR) will be added to the converted values.
Note on K84: gepadmin: 1. If you choose "Full Conversion" then Column BA (AMOUNT) and Column BB (TAXES) BOTH values will be convert based on selected Currency in (Column L). 2. If you choose "Partial Conversion" then Column BA (AMOUNT) only will be converted based on selected currency (Column L) and Column BB (TAXES) value (INR) will be added to the converted values.
Note on K85: gepadmin: 1. If you choose "Full Conversion" then Column BA (AMOUNT) and Column BB (TAXES) BOTH values will be convert based on selected Currency in (Column L). 2. If you choose "Partial Conversion" then Column BA (AMOUNT) only will be converted based on selected currency (Column L) and Column BB (TAXES) value (INR) will be added to the converted values.
Note on K86: gepadmin: 1. If you choose "Full Conversion" then Column BA (AMOUNT) and Column BB (TAXES) BOTH values will be convert based on selected Currency in (Column L). 2. If you choose "Partial Conversion" then Column BA (AMOUNT) only will be converted based on selected currency (Column L) and Column BB (TAXES) value (INR) will be added to the converted values.
Note on K87: gepadmin: 1. If you choose "Full Conversion" then Column BA (AMOUNT) and Column BB (TAXES) BOTH values will be convert based on selected Currency in (Column L). 2. If you choose "Partial Conversion" then Column BA (AMOUNT) only will be converted based on selected currency (Column L) and Column BB (TAXES) value (INR) will be added to the converted values.
Note on K88: gepadmin: 1. If you choose "Full Conversion" then Column BA (AMOUNT) and Column BB (TAXES) BOTH values will be convert based on selected Currency in (Column L). 2. If you choose "Partial Conversion" then Column BA (AMOUNT) only will be converted based on selected currency (Column L) and Column BB (TAXES) value (INR) will be added to the converted values.
Note on K89: gepadmin: 1. If you choose "Full Conversion" then Column BA (AMOUNT) and Column BB (TAXES) BOTH values will be convert based on selected Currency in (Column L). 2. If you choose "Partial Conversion" then Column BA (AMOUNT) only will be converted based on selected currency (Column L) and Column BB (TAXES) value (INR) will be added to the converted values.
Note on K90: gepadmin: 1. If you choose "Full Conversion" then Column BA (AMOUNT) and Column BB (TAXES) BOTH values will be convert based on selected Currency in (Column L). 2. If you choose "Partial Conversion" then Column BA (AMOUNT) only will be converted based on selected currency (Column L) and Column BB (TAXES) value (INR) will be added to the converted values.
Note on K91: gepadmin: 1. If you choose "Full Conversion" then Column BA (AMOUNT) and Column BB (TAXES) BOTH values will be convert based on selected Currency in (Column L). 2. If you choose "Partial Conversion" then Column BA (AMOUNT) only will be converted based on selected currency (Column L) and Column BB (TAXES) value (INR) will be added to the converted values.
Note on K92: gepadmin: 1. If you choose "Full Conversion" then Column BA (AMOUNT) and Column BB (TAXES) BOTH values will be convert based on selected Currency in (Column L). 2. If you choose "Partial Conversion" then Column BA (AMOUNT) only will be converted based on selected currency (Column L) and Column BB (TAXES) value (INR) will be added to the converted values.
Note on K93: gepadmin: 1. If you choose "Full Conversion" then Column BA (AMOUNT) and Column BB (TAXES) BOTH values will be convert based on selected Currency in (Column L). 2. If you choose "Partial Conversion" then Column BA (AMOUNT) only will be converted based on selected currency (Column L) and Column BB (TAXES) value (INR) will be added to the converted values.
Note on K94: gepadmin: 1. If you choose "Full Conversion" then Column BA (AMOUNT) and Column BB (TAXES) BOTH values will be convert based on selected Currency in (Column L). 2. If you choose "Partial Conversion" then Column BA (AMOUNT) only will be converted based on selected currency (Column L) and Column BB (TAXES) value (INR) will be added to the converted values.
Note on K95: gepadmin: 1. If you choose "Full Conversion" then Column BA (AMOUNT) and Column BB (TAXES) BOTH values will be convert based on selected Currency in (Column L). 2. If you choose "Partial Conversion" then Column BA (AMOUNT) only will be converted based on selected currency (Column L) and Column BB (TAXES) value (INR) will be added to the converted values.
Note on K96: gepadmin: 1. If you choose "Full Conversion" then Column BA (AMOUNT) and Column BB (TAXES) BOTH values will be convert based on selected Currency in (Column L). 2. If you choose "Partial Conversion" then Column BA (AMOUNT) only will be converted based on selected currency (Column L) and Column BB (TAXES) value (INR) will be added to the converted values.
Note on K97: gepadmin: 1. If you choose "Full Conversion" then Column BA (AMOUNT) and Column BB (TAXES) BOTH values will be convert based on selected Currency in (Column L). 2. If you choose "Partial Conversion" then Column BA (AMOUNT) only will be converted based on selected currency (Column L) and Column BB (TAXES) value (INR) will be added to the converted values.
Note on K98: gepadmin: 1. If you choose "Full Conversion" then Column BA (AMOUNT) and Column BB (TAXES) BOTH values will be convert based on selected Currency in (Column L). 2. If you choose "Partial Conversion" then Column BA (AMOUNT) only will be converted based on selected currency (Column L) and Column BB (TAXES) value (INR) will be added to the converted values.
Note on K99: gepadmin: 1. If you choose "Full Conversion" then Column BA (AMOUNT) and Column BB (TAXES) BOTH values will be convert based on selected Currency in (Column L). 2. If you choose "Partial Conversion" then Column BA (AMOUNT) only will be converted based on selected currency (Column L) and Column BB (TAXES) value (INR) will be added to the converted values.
Note on K100: gepadmin: 1. If you choose "Full Conversion" then Column BA (AMOUNT) and Column BB (TAXES) BOTH values will be convert based on selected Currency in (Column L). 2. If you choose "Partial Conversion" then Column BA (AMOUNT) only will be converted based on selected currency (Column L) and Column BB (TAXES) value (INR) will be added to the converted values.
Note on K101: gepadmin: 1. If you choose "Full Conversion" then Column BA (AMOUNT) and Column BB (TAXES) BOTH values will be convert based on selected Currency in (Column L). 2. If you choose "Partial Conversion" then Column BA (AMOUNT) only will be converted based on selected currency (Column L) and Column BB (TAXES) value (INR) will be added to the converted values.
Note on K102: gepadmin: 1. If you choose "Full Conversion" then Column BA (AMOUNT) and Column BB (TAXES) BOTH values will be convert based on selected Currency in (Column L). 2. If you choose "Partial Conversion" then Column BA (AMOUNT) only will be converted based on selected currency (Column L) and Column BB (TAXES) value (INR) will be added to the converted values.
Note on K103: gepadmin: 1. If you choose "Full Conversion" then Column BA (AMOUNT) and Column BB (TAXES) BOTH values will be convert based on selected Currency in (Column L). 2. If you choose "Partial Conversion" then Column BA (AMOUNT) only will be converted based on selected currency (Column L) and Column BB (TAXES) value (INR) will be added to the converted values.
Note on K104: gepadmin: 1. If you choose "Full Conversion" then Column BA (AMOUNT) and Column BB (TAXES) BOTH values will be convert based on selected Currency in (Column L). 2. If you choose "Partial Conversion" then Column BA (AMOUNT) only will be converted based on selected currency (Column L) and Column BB (TAXES) value (INR) will be added to the converted values.
Note on K105: gepadmin: 1. If you choose "Full Conversion" then Column BA (AMOUNT) and Column BB (TAXES) BOTH values will be convert based on selected Currency in (Column L). 2. If you choose "Partial Conversion" then Column BA (AMOUNT) only will be converted based on selected currency (Column L) and Column BB (TAXES) value (INR) will be added to the converted values.
Note on K106: gepadmin: 1. If you choose "Full Conversion" then Column BA (AMOUNT) and Column BB (TAXES) BOTH values will be convert based on selected Currency in (Column L). 2. If you choose "Partial Conversion" then Column BA (AMOUNT) only will be converted based on selected currency (Column L) and Column BB (TAXES) value (INR) will be added to the converted values.
Note on K107: gepadmin: 1. If you choose "Full Conversion" then Column BA (AMOUNT) and Column BB (TAXES) BOTH values will be convert based on selected Currency in (Column L). 2. If you choose "Partial Conversion" then Column BA (AMOUNT) only will be converted based on selected currency (Column L) and Column BB (TAXES) value (INR) will be added to the converted values.
Note on K108: gepadmin: 1. If you choose "Full Conversion" then Column BA (AMOUNT) and Column BB (TAXES) BOTH values will be convert based on selected Currency in (Column L). 2. If you choose "Partial Conversion" then Column BA (AMOUNT) only will be converted based on selected currency (Column L) and Column BB (TAXES) value (INR) will be added to the converted values.
Note on K109: gepadmin: 1. If you choose "Full Conversion" then Column BA (AMOUNT) and Column BB (TAXES) BOTH values will be convert based on selected Currency in (Column L). 2. If you choose "Partial Conversion" then Column BA (AMOUNT) only will be converted based on selected currency (Column L) and Column BB (TAXES) value (INR) will be added to the converted values.
Note on K110: gepadmin: 1. If you choose "Full Conversion" then Column BA (AMOUNT) and Column BB (TAXES) BOTH values will be convert based on selected Currency in (Column L). 2. If you choose "Partial Conversion" then Column BA (AMOUNT) only will be converted based on selected currency (Column L) and Column BB (TAXES) value (INR) will be added to the converted values.
Note on K111: gepadmin: 1. If you choose "Full Conversion" then Column BA (AMOUNT) and Column BB (TAXES) BOTH values will be convert based on selected Currency in (Column L). 2. If you choose "Partial Conversion" then Column BA (AMOUNT) only will be converted based on selected currency (Column L) and Column BB (TAXES) value (INR) will be added to the converted values.
Note on K112: gepadmin: 1. If you choose "Full Conversion" then Column BA (AMOUNT) and Column BB (TAXES) BOTH values will be convert based on selected Currency in (Column L). 2. If you choose "Partial Conversion" then Column BA (AMOUNT) only will be converted based on selected currency (Column L) and Column BB (TAXES) value (INR) will be added to the converted values.
Note on K113: gepadmin: 1. If you choose "Full Conversion" then Column BA (AMOUNT) and Column BB (TAXES) BOTH values will be convert based on selected Currency in (Column L). 2. If you choose "Partial Conversion" then Column BA (AMOUNT) only will be converted based on selected currency (Column L) and Column BB (TAXES) value (INR) will be added to the converted values.
Note on K114: gepadmin: 1. If you choose "Full Conversion" then Column BA (AMOUNT) and Column BB (TAXES) BOTH values will be convert based on selected Currency in (Column L). 2. If you choose "Partial Conversion" then Column BA (AMOUNT) only will be converted based on selected currency (Column L) and Column BB (TAXES) value (INR) will be added to the converted values.
Note on K115: gepadmin: 1. If you choose "Full Conversion" then Column BA (AMOUNT) and Column BB (TAXES) BOTH values will be convert based on selected Currency in (Column L). 2. If you choose "Partial Conversion" then Column BA (AMOUNT) only will be converted based on selected currency (Column L) and Column BB (TAXES) value (INR) will be added to the converted values.
Note on K116: gepadmin: 1. If you choose "Full Conversion" then Column BA (AMOUNT) and Column BB (TAXES) BOTH values will be convert based on selected Currency in (Column L). 2. If you choose "Partial Conversion" then Column BA (AMOUNT) only will be converted based on selected currency (Column L) and Column BB (TAXES) value (INR) will be added to the converted values.
Note on K117: gepadmin: 1. If you choose "Full Conversion" then Column BA (AMOUNT) and Column BB (TAXES) BOTH values will be convert based on selected Currency in (Column L). 2. If you choose "Partial Conversion" then Column BA (AMOUNT) only will be converted based on selected currency (Column L) and Column BB (TAXES) value (INR) will be added to the converted values.
Note on K118: gepadmin: 1. If you choose "Full Conversion" then Column BA (AMOUNT) and Column BB (TAXES) BOTH values will be convert based on selected Currency in (Column L). 2. If you choose "Partial Conversion" then Column BA (AMOUNT) only will be converted based on selected currency (Column L) and Column BB (TAXES) value (INR) will be added to the converted values.
Note on K119: gepadmin: 1. If you choose "Full Conversion" then Column BA (AMOUNT) and Column BB (TAXES) BOTH values will be convert based on selected Currency in (Column L). 2. If you choose "Partial Conversion" then Column BA (AMOUNT) only will be converted based on selected currency (Column L) and Column BB (TAXES) value (INR) will be added to the converted values.
Note on K120: gepadmin: 1. If you choose "Full Conversion" then Column BA (AMOUNT) and Column BB (TAXES) BOTH values will be convert based on selected Currency in (Column L). 2. If you choose "Partial Conversion" then Column BA (AMOUNT) only will be converted based on selected currency (Column L) and Column BB (TAXES) value (INR) will be added to the converted values.
Note on K121: gepadmin: 1. If you choose "Full Conversion" then Column BA (AMOUNT) and Column BB (TAXES) BOTH values will be convert based on selected Currency in (Column L). 2. If you choose "Partial Conversion" then Column BA (AMOUNT) only will be converted based on selected currency (Column L) and Column BB (TAXES) value (INR) will be added to the converted values.
Note on K122: gepadmin: 1. If you choose "Full Conversion" then Column BA (AMOUNT) and Column BB (TAXES) BOTH values will be convert based on selected Currency in (Column L). 2. If you choose "Partial Conversion" then Column BA (AMOUNT) only will be converted based on selected currency (Column L) and Column BB (TAXES) value (INR) will be added to the converted values.
Note on K123: gepadmin: 1. If you choose "Full Conversion" then Column BA (AMOUNT) and Column BB (TAXES) BOTH values will be convert based on selected Currency in (Column L). 2. If you choose "Partial Conversion" then Column BA (AMOUNT) only will be converted based on selected currency (Column L) and Column BB (TAXES) value (INR) will be added to the converted values.
Note on K124: gepadmin: 1. If you choose "Full Conversion" then Column BA (AMOUNT) and Column BB (TAXES) BOTH values will be convert based on selected Currency in (Column L). 2. If you choose "Partial Conversion" then Column BA (AMOUNT) only will be converted based on selected currency (Column L) and Column BB (TAXES) value (INR) will be added to the converted values.
Note on K125: gepadmin: 1. If you choose "Full Conversion" then Column BA (AMOUNT) and Column BB (TAXES) BOTH values will be convert based on selected Currency in (Column L). 2. If you choose "Partial Conversion" then Column BA (AMOUNT) only will be converted based on selected currency (Column L) and Column BB (TAXES) value (INR) will be added to the converted values.
Note on K126: gepadmin: 1. If you choose "Full Conversion" then Column BA (AMOUNT) and Column BB (TAXES) BOTH values will be convert based on selected Currency in (Column L). 2. If you choose "Partial Conversion" then Column BA (AMOUNT) only will be converted based on selected currency (Column L) and Column BB (TAXES) value (INR) will be added to the converted values.
Note on K127: gepadmin: 1. If you choose "Full Conversion" then Column BA (AMOUNT) and Column BB (TAXES) BOTH values will be convert based on selected Currency in (Column L). 2. If you choose "Partial Conversion" then Column BA (AMOUNT) only will be converted based on selected currency (Column L) and Column BB (TAXES) value (INR) will be added to the converted values.
Note on K128: gepadmin: 1. If you choose "Full Conversion" then Column BA (AMOUNT) and Column BB (TAXES) BOTH values will be convert based on selected Currency in (Column L). 2. If you choose "Partial Conversion" then Column BA (AMOUNT) only will be converted based on selected currency (Column L) and Column BB (TAXES) value (INR) will be added to the converted values.
Note on K129: gepadmin: 1. If you choose "Full Conversion" then Column BA (AMOUNT) and Column BB (TAXES) BOTH values will be convert based on selected Currency in (Column L). 2. If you choose "Partial Conversion" then Column BA (AMOUNT) only will be converted based on selected currency (Column L) and Column BB (TAXES) value (INR) will be added to the converted values.
Note on K130: gepadmin: 1. If you choose "Full Conversion" then Column BA (AMOUNT) and Column BB (TAXES) BOTH values will be convert based on selected Currency in (Column L). 2. If you choose "Partial Conversion" then Column BA (AMOUNT) only will be converted based on selected currency (Column L) and Column BB (TAXES) value (INR) will be added to the converted values.
Note on K131: gepadmin: 1. If you choose "Full Conversion" then Column BA (AMOUNT) and Column BB (TAXES) BOTH values will be convert based on selected Currency in (Column L). 2. If you choose "Partial Conversion" then Column BA (AMOUNT) only will be converted based on selected currency (Column L) and Column BB (TAXES) value (INR) will be added to the converted values.
Note on K132: gepadmin: 1. If you choose "Full Conversion" then Column BA (AMOUNT) and Column BB (TAXES) BOTH values will be convert based on selected Currency in (Column L). 2. If you choose "Partial Conversion" then Column BA (AMOUNT) only will be converted based on selected currency (Column L) and Column BB (TAXES) value (INR) will be added to the converted values.
Note on K133: gepadmin: 1. If you choose "Full Conversion" then Column BA (AMOUNT) and Column BB (TAXES) BOTH values will be convert based on selected Currency in (Column L). 2. If you choose "Partial Conversion" then Column BA (AMOUNT) only will be converted based on selected currency (Column L) and Column BB (TAXES) value (INR) will be added to the converted values.
Note on K134: gepadmin: 1. If you choose "Full Conversion" then Column BA (AMOUNT) and Column BB (TAXES) BOTH values will be convert based on selected Currency in (Column L). 2. If you choose "Partial Conversion" then Column BA (AMOUNT) only will be converted based on selected currency (Column L) and Column BB (TAXES) value (INR) will be added to the converted values.
Note on K135: gepadmin: 1. If you choose "Full Conversion" then Column BA (AMOUNT) and Column BB (TAXES) BOTH values will be convert based on selected Currency in (Column L). 2. If you choose "Partial Conversion" then Column BA (AMOUNT) only will be converted based on selected currency (Column L) and Column BB (TAXES) value (INR) will be added to the converted values.
Note on K136: gepadmin: 1. If you choose "Full Conversion" then Column BA (AMOUNT) and Column BB (TAXES) BOTH values will be convert based on selected Currency in (Column L). 2. If you choose "Partial Conversion" then Column BA (AMOUNT) only will be converted based on selected currency (Column L) and Column BB (TAXES) value (INR) will be added to the converted values.
Note on K137: gepadmin: 1. If you choose "Full Conversion" then Column BA (AMOUNT) and Column BB (TAXES) BOTH values will be convert based on selected Currency in (Column L). 2. If you choose "Partial Conversion" then Column BA (AMOUNT) only will be converted based on selected currency (Column L) and Column BB (TAXES) value (INR) will be added to the converted values.
Note on K138: gepadmin: 1. If you choose "Full Conversion" then Column BA (AMOUNT) and Column BB (TAXES) BOTH values will be convert based on selected Currency in (Column L). 2. If you choose "Partial Conversion" then Column BA (AMOUNT) only will be converted based on selected currency (Column L) and Column BB (TAXES) value (INR) will be added to the converted values.
Note on K139: gepadmin: 1. If you choose "Full Conversion" then Column BA (AMOUNT) and Column BB (TAXES) BOTH values will be convert based on selected Currency in (Column L). 2. If you choose "Partial Conversion" then Column BA (AMOUNT) only will be converted based on selected currency (Column L) and Column BB (TAXES) value (INR) will be added to the converted values.
Note on K140: gepadmin: 1. If you choose "Full Conversion" then Column BA (AMOUNT) and Column BB (TAXES) BOTH values will be convert based on selected Currency in (Column L). 2. If you choose "Partial Conversion" then Column BA (AMOUNT) only will be converted based on selected currency (Column L) and Column BB (TAXES) value (INR) will be added to the converted values.
Note on K141: gepadmin: 1. If you choose "Full Conversion" then Column BA (AMOUNT) and Column BB (TAXES) BOTH values will be convert based on selected Currency in (Column L). 2. If you choose "Partial Conversion" then Column BA (AMOUNT) only will be converted based on selected currency (Column L) and Column BB (TAXES) value (INR) will be added to the converted values.
Note on K142: gepadmin: 1. If you choose "Full Conversion" then Column BA (AMOUNT) and Column BB (TAXES) BOTH values will be convert based on selected Currency in (Column L). 2. If you choose "Partial Conversion" then Column BA (AMOUNT) only will be converted based on selected currency (Column L) and Column BB (TAXES) value (INR) will be added to the converted values.
Note on K143: gepadmin: 1. If you choose "Full Conversion" then Column BA (AMOUNT) and Column BB (TAXES) BOTH values will be convert based on selected Currency in (Column L). 2. If you choose "Partial Conversion" then Column BA (AMOUNT) only will be converted based on selected currency (Column L) and Column BB (TAXES) value (INR) will be added to the converted values.
Note on K144: gepadmin: 1. If you choose "Full Conversion" then Column BA (AMOUNT) and Column BB (TAXES) BOTH values will be convert based on selected Currency in (Column L). 2. If you choose "Partial Conversion" then Column BA (AMOUNT) only will be converted based on selected currency (Column L) and Column BB (TAXES) value (INR) will be added to the converted values.
Note on K145: gepadmin: 1. If you choose "Full Conversion" then Column BA (AMOUNT) and Column BB (TAXES) BOTH values will be convert based on selected Currency in (Column L). 2. If you choose "Partial Conversion" then Column BA (AMOUNT) only will be converted based on selected currency (Column L) and Column BB (TAXES) value (INR) will be added to the converted values.
Note on K146: gepadmin: 1. If you choose "Full Conversion" then Column BA (AMOUNT) and Column BB (TAXES) BOTH values will be convert based on selected Currency in (Column L). 2. If you choose "Partial Conversion" then Column BA (AMOUNT) only will be converted based on selected currency (Column L) and Column BB (TAXES) value (INR) will be added to the converted values.
Note on K147: gepadmin: 1. If you choose "Full Conversion" then Column BA (AMOUNT) and Column BB (TAXES) BOTH values will be convert based on selected Currency in (Column L). 2. If you choose "Partial Conversion" then Column BA (AMOUNT) only will be converted based on selected currency (Column L) and Column BB (TAXES) value (INR) will be added to the converted values.
Note on K148: gepadmin: 1. If you choose "Full Conversion" then Column BA (AMOUNT) and Column BB (TAXES) BOTH values will be convert based on selected Currency in (Column L). 2. If you choose "Partial Conversion" then Column BA (AMOUNT) only will be converted based on selected currency (Column L) and Column BB (TAXES) value (INR) will be added to the converted values.
Note on K149: gepadmin: 1. If you choose "Full Conversion" then Column BA (AMOUNT) and Column BB (TAXES) BOTH values will be convert based on selected Currency in (Column L). 2. If you choose "Partial Conversion" then Column BA (AMOUNT) only will be converted based on selected currency (Column L) and Column BB (TAXES) value (INR) will be added to the converted values.
Note on K150: gepadmin: 1. If you choose "Full Conversion" then Column BA (AMOUNT) and Column BB (TAXES) BOTH values will be convert based on selected Currency in (Column L). 2. If you choose "Partial Conversion" then Column BA (AMOUNT) only will be converted based on selected currency (Column L) and Column BB (TAXES) value (INR) will be added to the converted values.
Note on K151: gepadmin: 1. If you choose "Full Conversion" then Column BA (AMOUNT) and Column BB (TAXES) BOTH values will be convert based on selected Currency in (Column L). 2. If you choose "Partial Conversion" then Column BA (AMOUNT) only will be converted based on selected currency (Column L) and Column BB (TAXES) value (INR) will be added to the converted values.
Note on K152: gepadmin: 1. If you choose "Full Conversion" then Column BA (AMOUNT) and Column BB (TAXES) BOTH values will be convert based on selected Currency in (Column L). 2. If you choose "Partial Conversion" then Column BA (AMOUNT) only will be converted based on selected currency (Column L) and Column BB (TAXES) value (INR) will be added to the converted values.
Note on K153: gepadmin: 1. If you choose "Full Conversion" then Column BA (AMOUNT) and Column BB (TAXES) BOTH values will be convert based on selected Currency in (Column L). 2. If you choose "Partial Conversion" then Column BA (AMOUNT) only will be converted based on selected currency (Column L) and Column BB (TAXES) value (INR) will be added to the converted values.
Note on K154: gepadmin: 1. If you choose "Full Conversion" then Column BA (AMOUNT) and Column BB (TAXES) BOTH values will be convert based on selected Currency in (Column L). 2. If you choose "Partial Conversion" then Column BA (AMOUNT) only will be converted based on selected currency (Column L) and Column BB (TAXES) value (INR) will be added to the converted values.
Note on K155: gepadmin: 1. If you choose "Full Conversion" then Column BA (AMOUNT) and Column BB (TAXES) BOTH values will be convert based on selected Currency in (Column L). 2. If you choose "Partial Conversion" then Column BA (AMOUNT) only will be converted based on selected currency (Column L) and Column BB (TAXES) value (INR) will be added to the converted values.
Note on K156: gepadmin: 1. If you choose "Full Conversion" then Column BA (AMOUNT) and Column BB (TAXES) BOTH values will be convert based on selected Currency in (Column L). 2. If you choose "Partial Conversion" then Column BA (AMOUNT) only will be converted based on selected currency (Column L) and Column BB (TAXES) value (INR) will be added to the converted values.
Note on K157: gepadmin: 1. If you choose "Full Conversion" then Column BA (AMOUNT) and Column BB (TAXES) BOTH values will be convert based on selected Currency in (Column L). 2. If you choose "Partial Conversion" then Column BA (AMOUNT) only will be converted based on selected currency (Column L) and Column BB (TAXES) value (INR) will be added to the converted values.
Note on K158: gepadmin: 1. If you choose "Full Conversion" then Column BA (AMOUNT) and Column BB (TAXES) BOTH values will be convert based on selected Currency in (Column L). 2. If you choose "Partial Conversion" then Column BA (AMOUNT) only will be converted based on selected currency (Column L) and Column BB (TAXES) value (INR) will be added to the converted values.
Note on K159: gepadmin: 1. If you choose "Full Conversion" then Column BA (AMOUNT) and Column BB (TAXES) BOTH values will be convert based on selected Currency in (Column L). 2. If you choose "Partial Conversion" then Column BA (AMOUNT) only will be converted based on selected currency (Column L) and Column BB (TAXES) value (INR) will be added to the converted values.
Note on K160: gepadmin: 1. If you choose "Full Conversion" then Column BA (AMOUNT) and Column BB (TAXES) BOTH values will be convert based on selected Currency in (Column L). 2. If you choose "Partial Conversion" then Column BA (AMOUNT) only will be converted based on selected currency (Column L) and Column BB (TAXES) value (INR) will be added to the converted values.
Note on K161: gepadmin: 1. If you choose "Full Conversion" then Column BA (AMOUNT) and Column BB (TAXES) BOTH values will be convert based on selected Currency in (Column L). 2. If you choose "Partial Conversion" then Column BA (AMOUNT) only will be converted based on selected currency (Column L) and Column BB (TAXES) value (INR) will be added to the converted values.
Note on K162: gepadmin: 1. If you choose "Full Conversion" then Column BA (AMOUNT) and Column BB (TAXES) BOTH values will be convert based on selected Currency in (Column L). 2. If you choose "Partial Conversion" then Column BA (AMOUNT) only will be converted based on selected currency (Column L) and Column BB (TAXES) value (INR) will be added to the converted values.
Note on K163: gepadmin: 1. If you choose "Full Conversion" then Column BA (AMOUNT) and Column BB (TAXES) BOTH values will be convert based on selected Currency in (Column L). 2. If you choose "Partial Conversion" then Column BA (AMOUNT) only will be converted based on selected currency (Column L) and Column BB (TAXES) value (INR) will be added to the converted values.
Note on K164: gepadmin: 1. If you choose "Full Conversion" then Column BA (AMOUNT) and Column BB (TAXES) BOTH values will be convert based on selected Currency in (Column L). 2. If you choose "Partial Conversion" then Column BA (AMOUNT) only will be converted based on selected currency (Column L) and Column BB (TAXES) value (INR) will be added to the converted values.
Note on K165: gepadmin: 1. If you choose "Full Conversion" then Column BA (AMOUNT) and Column BB (TAXES) BOTH values will be convert based on selected Currency in (Column L). 2. If you choose "Partial Conversion" then Column BA (AMOUNT) only will be converted based on selected currency (Column L) and Column BB (TAXES) value (INR) will be added to the converted values.
Note on K166: gepadmin: 1. If you choose "Full Conversion" then Column BA (AMOUNT) and Column BB (TAXES) BOTH values will be convert based on selected Currency in (Column L). 2. If you choose "Partial Conversion" then Column BA (AMOUNT) only will be converted based on selected currency (Column L) and Column BB (TAXES) value (INR) will be added to the converted values.
Note on K167: gepadmin: 1. If you choose "Full Conversion" then Column BA (AMOUNT) and Column BB (TAXES) BOTH values will be convert based on selected Currency in (Column L). 2. If you choose "Partial Conversion" then Column BA (AMOUNT) only will be converted based on selected currency (Column L) and Column BB (TAXES) value (INR) will be added to the converted values.
Note on K168: gepadmin: 1. If you choose "Full Conversion" then Column BA (AMOUNT) and Column BB (TAXES) BOTH values will be convert based on selected Currency in (Column L). 2. If you choose "Partial Conversion" then Column BA (AMOUNT) only will be converted based on selected currency (Column L) and Column BB (TAXES) value (INR) will be added to the converted values.
Note on K169: gepadmin: 1. If you choose "Full Conversion" then Column BA (AMOUNT) and Column BB (TAXES) BOTH values will be convert based on selected Currency in (Column L). 2. If you choose "Partial Conversion" then Column BA (AMOUNT) only will be converted based on selected currency (Column L) and Column BB (TAXES) value (INR) will be added to the converted values.
Note on K170: gepadmin: 1. If you choose "Full Conversion" then Column BA (AMOUNT) and Column BB (TAXES) BOTH values will be convert based on selected Currency in (Column L). 2. If you choose "Partial Conversion" then Column BA (AMOUNT) only will be converted based on selected currency (Column L) and Column BB (TAXES) value (INR) will be added to the converted values.
Note on K171: gepadmin: 1. If you choose "Full Conversion" then Column BA (AMOUNT) and Column BB (TAXES) BOTH values will be convert based on selected Currency in (Column L). 2. If you choose "Partial Conversion" then Column BA (AMOUNT) only will be converted based on selected currency (Column L) and Column BB (TAXES) value (INR) will be added to the converted values.
Note on K172: gepadmin: 1. If you choose "Full Conversion" then Column BA (AMOUNT) and Column BB (TAXES) BOTH values will be convert based on selected Currency in (Column L). 2. If you choose "Partial Conversion" then Column BA (AMOUNT) only will be converted based on selected currency (Column L) and Column BB (TAXES) value (INR) will be added to the converted values.
Note on K173: gepadmin: 1. If you choose "Full Conversion" then Column BA (AMOUNT) and Column BB (TAXES) BOTH values will be convert based on selected Currency in (Column L). 2. If you choose "Partial Conversion" then Column BA (AMOUNT) only will be converted based on selected currency (Column L) and Column BB (TAXES) value (INR) will be added to the converted values.
Note on K174: gepadmin: 1. If you choose "Full Conversion" then Column BA (AMOUNT) and Column BB (TAXES) BOTH values will be convert based on selected Currency in (Column L). 2. If you choose "Partial Conversion" then Column BA (AMOUNT) only will be converted based on selected currency (Column L) and Column BB (TAXES) value (INR) will be added to the converted values.
Note on K175: gepadmin: 1. If you choose "Full Conversion" then Column BA (AMOUNT) and Column BB (TAXES) BOTH values will be convert based on selected Currency in (Column L). 2. If you choose "Partial Conversion" then Column BA (AMOUNT) only will be converted based on selected currency (Column L) and Column BB (TAXES) value (INR) will be added to the converted values.
Note on K176: gepadmin: 1. If you choose "Full Conversion" then Column BA (AMOUNT) and Column BB (TAXES) BOTH values will be convert based on selected Currency in (Column L). 2. If you choose "Partial Conversion" then Column BA (AMOUNT) only will be converted based on selected currency (Column L) and Column BB (TAXES) value (INR) will be added to the converted values.
Note on K177: gepadmin: 1. If you choose "Full Conversion" then Column BA (AMOUNT) and Column BB (TAXES) BOTH values will be convert based on selected Currency in (Column L). 2. If you choose "Partial Conversion" then Column BA (AMOUNT) only will be converted based on selected currency (Column L) and Column BB (TAXES) value (INR) will be added to the converted values.
Note on K178: gepadmin: 1. If you choose "Full Conversion" then Column BA (AMOUNT) and Column BB (TAXES) BOTH values will be convert based on selected Currency in (Column L). 2. If you choose "Partial Conversion" then Column BA (AMOUNT) only will be converted based on selected currency (Column L) and Column BB (TAXES) value (INR) will be added to the converted values.
Note on K179: gepadmin: 1. If you choose "Full Conversion" then Column BA (AMOUNT) and Column BB (TAXES) BOTH values will be convert based on selected Currency in (Column L). 2. If you choose "Partial Conversion" then Column BA (AMOUNT) only will be converted based on selected currency (Column L) and Column BB (TAXES) value (INR) will be added to the converted values.
Note on K180: gepadmin: 1. If you choose "Full Conversion" then Column BA (AMOUNT) and Column BB (TAXES) BOTH values will be convert based on selected Currency in (Column L). 2. If you choose "Partial Conversion" then Column BA (AMOUNT) only will be converted based on selected currency (Column L) and Column BB (TAXES) value (INR) will be added to the converted values.
Note on K181: gepadmin: 1. If you choose "Full Conversion" then Column BA (AMOUNT) and Column BB (TAXES) BOTH values will be convert based on selected Currency in (Column L). 2. If you choose "Partial Conversion" then Column BA (AMOUNT) only will be converted based on selected currency (Column L) and Column BB (TAXES) value (INR) will be added to the converted values.
Note on K182: gepadmin: 1. If you choose "Full Conversion" then Column BA (AMOUNT) and Column BB (TAXES) BOTH values will be convert based on selected Currency in (Column L). 2. If you choose "Partial Conversion" then Column BA (AMOUNT) only will be converted based on selected currency (Column L) and Column BB (TAXES) value (INR) will be added to the converted values.
Note on K183: gepadmin: 1. If you choose "Full Conversion" then Column BA (AMOUNT) and Column BB (TAXES) BOTH values will be convert based on selected Currency in (Column L). 2. If you choose "Partial Conversion" then Column BA (AMOUNT) only will be converted based on selected currency (Column L) and Column BB (TAXES) value (INR) will be added to the converted values.
Note on K184: gepadmin: 1. If you choose "Full Conversion" then Column BA (AMOUNT) and Column BB (TAXES) BOTH values will be convert based on selected Currency in (Column L). 2. If you choose "Partial Conversion" then Column BA (AMOUNT) only will be converted based on selected currency (Column L) and Column BB (TAXES) value (INR) will be added to the converted values.
Note on K185: gepadmin: 1. If you choose "Full Conversion" then Column BA (AMOUNT) and Column BB (TAXES) BOTH values will be convert based on selected Currency in (Column L). 2. If you choose "Partial Conversion" then Column BA (AMOUNT) only will be converted based on selected currency (Column L) and Column BB (TAXES) value (INR) will be added to the converted values.
Note on K186: gepadmin: 1. If you choose "Full Conversion" then Column BA (AMOUNT) and Column BB (TAXES) BOTH values will be convert based on selected Currency in (Column L). 2. If you choose "Partial Conversion" then Column BA (AMOUNT) only will be converted based on selected currency (Column L) and Column BB (TAXES) value (INR) will be added to the converted values.
Note on K187: gepadmin: 1. If you choose "Full Conversion" then Column BA (AMOUNT) and Column BB (TAXES) BOTH values will be convert based on selected Currency in (Column L). 2. If you choose "Partial Conversion" then Column BA (AMOUNT) only will be converted based on selected currency (Column L) and Column BB (TAXES) value (INR) will be added to the converted values.
Note on K188: gepadmin: 1. If you choose "Full Conversion" then Column BA (AMOUNT) and Column BB (TAXES) BOTH values will be convert based on selected Currency in (Column L). 2. If you choose "Partial Conversion" then Column BA (AMOUNT) only will be converted based on selected currency (Column L) and Column BB (TAXES) value (INR) will be added to the converted values.
Note on K189: gepadmin: 1. If you choose "Full Conversion" then Column BA (AMOUNT) and Column BB (TAXES) BOTH values will be convert based on selected Currency in (Column L). 2. If you choose "Partial Conversion" then Column BA (AMOUNT) only will be converted based on selected currency (Column L) and Column BB (TAXES) value (INR) will be added to the converted values.
Note on K190: gepadmin: 1. If you choose "Full Conversion" then Column BA (AMOUNT) and Column BB (TAXES) BOTH values will be convert based on selected Currency in (Column L). 2. If you choose "Partial Conversion" then Column BA (AMOUNT) only will be converted based on selected currency (Column L) and Column BB (TAXES) value (INR) will be added to the converted values.
Note on K191: gepadmin: 1. If you choose "Full Conversion" then Column BA (AMOUNT) and Column BB (TAXES) BOTH values will be convert based on selected Currency in (Column L). 2. If you choose "Partial Conversion" then Column BA (AMOUNT) only will be converted based on selected currency (Column L) and Column BB (TAXES) value (INR) will be added to the converted values.
Note on K192: gepadmin: 1. If you choose "Full Conversion" then Column BA (AMOUNT) and Column BB (TAXES) BOTH values will be convert based on selected Currency in (Column L). 2. If you choose "Partial Conversion" then Column BA (AMOUNT) only will be converted based on selected currency (Column L) and Column BB (TAXES) value (INR) will be added to the converted values.
Note on K193: gepadmin: 1. If you choose "Full Conversion" then Column BA (AMOUNT) and Column BB (TAXES) BOTH values will be convert based on selected Currency in (Column L). 2. If you choose "Partial Conversion" then Column BA (AMOUNT) only will be converted based on selected currency (Column L) and Column BB (TAXES) value (INR) will be added to the converted values.
Note on K194: gepadmin: 1. If you choose "Full Conversion" then Column BA (AMOUNT) and Column BB (TAXES) BOTH values will be convert based on selected Currency in (Column L). 2. If you choose "Partial Conversion" then Column BA (AMOUNT) only will be converted based on selected currency (Column L) and Column BB (TAXES) value (INR) will be added to the converted values.
Note on K195: gepadmin: 1. If you choose "Full Conversion" then Column BA (AMOUNT) and Column BB (TAXES) BOTH values will be convert based on selected Currency in (Column L). 2. If you choose "Partial Conversion" then Column BA (AMOUNT) only will be converted based on selected currency (Column L) and Column BB (TAXES) value (INR) will be added to the converted values.
Note on K196: gepadmin: 1. If you choose "Full Conversion" then Column BA (AMOUNT) and Column BB (TAXES) BOTH values will be convert based on selected Currency in (Column L). 2. If you choose "Partial Conversion" then Column BA (AMOUNT) only will be converted based on selected currency (Column L) and Column BB (TAXES) value (INR) will be added to the converted values.
Note on K197: gepadmin: 1. If you choose "Full Conversion" then Column BA (AMOUNT) and Column BB (TAXES) BOTH values will be convert based on selected Currency in (Column L). 2. If you choose "Partial Conversion" then Column BA (AMOUNT) only will be converted based on selected currency (Column L) and Column BB (TAXES) value (INR) will be added to the converted values.
Note on K198: gepadmin: 1. If you choose "Full Conversion" then Column BA (AMOUNT) and Column BB (TAXES) BOTH values will be convert based on selected Currency in (Column L). 2. If you choose "Partial Conversion" then Column BA (AMOUNT) only will be converted based on selected currency (Column L) and Column BB (TAXES) value (INR) will be added to the converted values.
Note on K199: gepadmin: 1. If you choose "Full Conversion" then Column BA (AMOUNT) and Column BB (TAXES) BOTH values will be convert based on selected Currency in (Column L). 2. If you choose "Partial Conversion" then Column BA (AMOUNT) only will be converted based on selected currency (Column L) and Column BB (TAXES) value (INR) will be added to the converted values.
Note on K200: gepadmin: 1. If you choose "Full Conversion" then Column BA (AMOUNT) and Column BB (TAXES) BOTH values will be convert based on selected Currency in (Column L). 2. If you choose "Partial Conversion" then Column BA (AMOUNT) only will be converted based on selected currency (Column L) and Column BB (TAXES) value (INR) will be added to the converted values.
Note on K201: gepadmin: 1. If you choose "Full Conversion" then Column BA (AMOUNT) and Column BB (TAXES) BOTH values will be convert based on selected Currency in (Column L). 2. If you choose "Partial Conversion" then Column BA (AMOUNT) only will be converted based on selected currency (Column L) and Column BB (TAXES) value (INR) will be added to the converted values.
Note on K202: gepadmin: 1. If you choose "Full Conversion" then Column BA (AMOUNT) and Column BB (TAXES) BOTH values will be convert based on selected Currency in (Column L). 2. If you choose "Partial Conversion" then Column BA (AMOUNT) only will be converted based on selected currency (Column L) and Column BB (TAXES) value (INR) will be added to the converted values.
Note on K203: gepadmin: 1. If you choose "Full Conversion" then Column BA (AMOUNT) and Column BB (TAXES) BOTH values will be convert based on selected Currency in (Column L). 2. If you choose "Partial Conversion" then Column BA (AMOUNT) only will be converted based on selected currency (Column L) and Column BB (TAXES) value (INR) will be added to the converted values.
Note on K204: gepadmin: 1. If you choose "Full Conversion" then Column BA (AMOUNT) and Column BB (TAXES) BOTH values will be convert based on selected Currency in (Column L). 2. If you choose "Partial Conversion" then Column BA (AMOUNT) only will be converted based on selected currency (Column L) and Column BB (TAXES) value (INR) will be added to the converted values.
Note on K205: gepadmin: 1. If you choose "Full Conversion" then Column BA (AMOUNT) and Column BB (TAXES) BOTH values will be convert based on selected Currency in (Column L). 2. If you choose "Partial Conversion" then Column BA (AMOUNT) only will be converted based on selected currency (Column L) and Column BB (TAXES) value (INR) will be added to the converted values.
Note on K206: gepadmin: 1. If you choose "Full Conversion" then Column BA (AMOUNT) and Column BB (TAXES) BOTH values will be convert based on selected Currency in (Column L). 2. If you choose "Partial Conversion" then Column BA (AMOUNT) only will be converted based on selected currency (Column L) and Column BB (TAXES) value (INR) will be added to the converted values.
Note on K207: gepadmin: 1. If you choose "Full Conversion" then Column BA (AMOUNT) and Column BB (TAXES) BOTH values will be convert based on selected Currency in (Column L). 2. If you choose "Partial Conversion" then Column BA (AMOUNT) only will be converted based on selected currency (Column L) and Column BB (TAXES) value (INR) will be added to the converted values.
Note on K208: gepadmin: 1. If you choose "Full Conversion" then Column BA (AMOUNT) and Column BB (TAXES) BOTH values will be convert based on selected Currency in (Column L). 2. If you choose "Partial Conversion" then Column BA (AMOUNT) only will be converted based on selected currency (Column L) and Column BB (TAXES) value (INR) will be added to the converted values.
Note on K209: gepadmin: 1. If you choose "Full Conversion" then Column BA (AMOUNT) and Column BB (TAXES) BOTH values will be convert based on selected Currency in (Column L). 2. If you choose "Partial Conversion" then Column BA (AMOUNT) only will be converted based on selected currency (Column L) and Column BB (TAXES) value (INR) will be added to the converted values.
Note on K210: gepadmin: 1. If you choose "Full Conversion" then Column BA (AMOUNT) and Column BB (TAXES) BOTH values will be convert based on selected Currency in (Column L). 2. If you choose "Partial Conversion" then Column BA (AMOUNT) only will be converted based on selected currency (Column L) and Column BB (TAXES) value (INR) will be added to the converted values.
Note on K211: gepadmin: 1. If you choose "Full Conversion" then Column BA (AMOUNT) and Column BB (TAXES) BOTH values will be convert based on selected Currency in (Column L). 2. If you choose "Partial Conversion" then Column BA (AMOUNT) only will be converted based on selected currency (Column L) and Column BB (TAXES) value (INR) will be added to the converted values.
Note on K212: gepadmin: 1. If you choose "Full Conversion" then Column BA (AMOUNT) and Column BB (TAXES) BOTH values will be convert based on selected Currency in (Column L). 2. If you choose "Partial Conversion" then Column BA (AMOUNT) only will be converted based on selected currency (Column L) and Column BB (TAXES) value (INR) will be added to the converted values.
Note on K213: gepadmin: 1. If you choose "Full Conversion" then Column BA (AMOUNT) and Column BB (TAXES) BOTH values will be convert based on selected Currency in (Column L). 2. If you choose "Partial Conversion" then Column BA (AMOUNT) only will be converted based on selected currency (Column L) and Column BB (TAXES) value (INR) will be added to the converted values.
Note on K214: gepadmin: 1. If you choose "Full Conversion" then Column BA (AMOUNT) and Column BB (TAXES) BOTH values will be convert based on selected Currency in (Column L). 2. If you choose "Partial Conversion" then Column BA (AMOUNT) only will be converted based on selected currency (Column L) and Column BB (TAXES) value (INR) will be added to the converted values.
Note on K215: gepadmin: 1. If you choose "Full Conversion" then Column BA (AMOUNT) and Column BB (TAXES) BOTH values will be convert based on selected Currency in (Column L). 2. If you choose "Partial Conversion" then Column BA (AMOUNT) only will be converted based on selected currency (Column L) and Column BB (TAXES) value (INR) will be added to the converted values.
Note on K216: gepadmin: 1. If you choose "Full Conversion" then Column BA (AMOUNT) and Column BB (TAXES) BOTH values will be convert based on selected Currency in (Column L). 2. If you choose "Partial Conversion" then Column BA (AMOUNT) only will be converted based on selected currency (Column L) and Column BB (TAXES) value (INR) will be added to the converted values.
Note on K217: gepadmin: 1. If you choose "Full Conversion" then Column BA (AMOUNT) and Column BB (TAXES) BOTH values will be convert based on selected Currency in (Column L). 2. If you choose "Partial Conversion" then Column BA (AMOUNT) only will be converted based on selected currency (Column L) and Column BB (TAXES) value (INR) will be added to the converted values.
Note on K218: gepadmin: 1. If you choose "Full Conversion" then Column BA (AMOUNT) and Column BB (TAXES) BOTH values will be convert based on selected Currency in (Column L). 2. If you choose "Partial Conversion" then Column BA (AMOUNT) only will be converted based on selected currency (Column L) and Column BB (TAXES) value (INR) will be added to the converted values.
Note on K219: gepadmin: 1. If you choose "Full Conversion" then Column BA (AMOUNT) and Column BB (TAXES) BOTH values will be convert based on selected Currency in (Column L). 2. If you choose "Partial Conversion" then Column BA (AMOUNT) only will be converted based on selected currency (Column L) and Column BB (TAXES) value (INR) will be added to the converted values.
Note on K220: gepadmin: 1. If you choose "Full Conversion" then Column BA (AMOUNT) and Column BB (TAXES) BOTH values will be convert based on selected Currency in (Column L). 2. If you choose "Partial Conversion" then Column BA (AMOUNT) only will be converted based on selected currency (Column L) and Column BB (TAXES) value (INR) will be added to the converted values.
Note on K221: gepadmin: 1. If you choose "Full Conversion" then Column BA (AMOUNT) and Column BB (TAXES) BOTH values will be convert based on selected Currency in (Column L). 2. If you choose "Partial Conversion" then Column BA (AMOUNT) only will be converted based on selected currency (Column L) and Column BB (TAXES) value (INR) will be added to the converted values.
Note on K222: gepadmin: 1. If you choose "Full Conversion" then Column BA (AMOUNT) and Column BB (TAXES) BOTH values will be convert based on selected Currency in (Column L). 2. If you choose "Partial Conversion" then Column BA (AMOUNT) only will be converted based on selected currency (Column L) and Column BB (TAXES) value (INR) will be added to the converted values.
Note on K223: gepadmin: 1. If you choose "Full Conversion" then Column BA (AMOUNT) and Column BB (TAXES) BOTH values will be convert based on selected Currency in (Column L). 2. If you choose "Partial Conversion" then Column BA (AMOUNT) only will be converted based on selected currency (Column L) and Column BB (TAXES) value (INR) will be added to the converted values.
Note on K224: gepadmin: 1. If you choose "Full Conversion" then Column BA (AMOUNT) and Column BB (TAXES) BOTH values will be convert based on selected Currency in (Column L). 2. If you choose "Partial Conversion" then Column BA (AMOUNT) only will be converted based on selected currency (Column L) and Column BB (TAXES) value (INR) will be added to the converted values.
Note on K225: gepadmin: 1. If you choose "Full Conversion" then Column BA (AMOUNT) and Column BB (TAXES) BOTH values will be convert based on selected Currency in (Column L). 2. If you choose "Partial Conversion" then Column BA (AMOUNT) only will be converted based on selected currency (Column L) and Column BB (TAXES) value (INR) will be added to the converted values.
Note on K226: gepadmin: 1. If you choose "Full Conversion" then Column BA (AMOUNT) and Column BB (TAXES) BOTH values will be convert based on selected Currency in (Column L). 2. If you choose "Partial Conversion" then Column BA (AMOUNT) only will be converted based on selected currency (Column L) and Column BB (TAXES) value (INR) will be added to the converted values.
Note on K227: gepadmin: 1. If you choose "Full Conversion" then Column BA (AMOUNT) and Column BB (TAXES) BOTH values will be convert based on selected Currency in (Column L). 2. If you choose "Partial Conversion" then Column BA (AMOUNT) only will be converted based on selected currency (Column L) and Column BB (TAXES) value (INR) will be added to the converted values.
Note on K228: gepadmin: 1. If you choose "Full Conversion" then Column BA (AMOUNT) and Column BB (TAXES) BOTH values will be convert based on selected Currency in (Column L). 2. If you choose "Partial Conversion" then Column BA (AMOUNT) only will be converted based on selected currency (Column L) and Column BB (TAXES) value (INR) will be added to the converted values.
Note on K229: gepadmin: 1. If you choose "Full Conversion" then Column BA (AMOUNT) and Column BB (TAXES) BOTH values will be convert based on selected Currency in (Column L). 2. If you choose "Partial Conversion" then Column BA (AMOUNT) only will be converted based on selected currency (Column L) and Column BB (TAXES) value (INR) will be added to the converted values.
Note on K230: gepadmin: 1. If you choose "Full Conversion" then Column BA (AMOUNT) and Column BB (TAXES) BOTH values will be convert based on selected Currency in (Column L). 2. If you choose "Partial Conversion" then Column BA (AMOUNT) only will be converted based on selected currency (Column L) and Column BB (TAXES) value (INR) will be added to the converted values.
Note on K231: gepadmin: 1. If you choose "Full Conversion" then Column BA (AMOUNT) and Column BB (TAXES) BOTH values will be convert based on selected Currency in (Column L). 2. If you choose "Partial Conversion" then Column BA (AMOUNT) only will be converted based on selected currency (Column L) and Column BB (TAXES) value (INR) will be added to the converted values.
Note on K232: gepadmin: 1. If you choose "Full Conversion" then Column BA (AMOUNT) and Column BB (TAXES) BOTH values will be convert based on selected Currency in (Column L). 2. If you choose "Partial Conversion" then Column BA (AMOUNT) only will be converted based on selected currency (Column L) and Column BB (TAXES) value (INR) will be added to the converted values.
Note on K233: gepadmin: 1. If you choose "Full Conversion" then Column BA (AMOUNT) and Column BB (TAXES) BOTH values will be convert based on selected Currency in (Column L). 2. If you choose "Partial Conversion" then Column BA (AMOUNT) only will be converted based on selected currency (Column L) and Column BB (TAXES) value (INR) will be added to the converted values.
Note on K234: gepadmin: 1. If you choose "Full Conversion" then Column BA (AMOUNT) and Column BB (TAXES) BOTH values will be convert based on selected Currency in (Column L). 2. If you choose "Partial Conversion" then Column BA (AMOUNT) only will be converted based on selected currency (Column L) and Column BB (TAXES) value (INR) will be added to the converted values.
Note on K235: gepadmin: 1. If you choose "Full Conversion" then Column BA (AMOUNT) and Column BB (TAXES) BOTH values will be convert based on selected Currency in (Column L). 2. If you choose "Partial Conversion" then Column BA (AMOUNT) only will be converted based on selected currency (Column L) and Column BB (TAXES) value (INR) will be added to the converted values.
Note on K236: gepadmin: 1. If you choose "Full Conversion" then Column BA (AMOUNT) and Column BB (TAXES) BOTH values will be convert based on selected Currency in (Column L). 2. If you choose "Partial Conversion" then Column BA (AMOUNT) only will be converted based on selected currency (Column L) and Column BB (TAXES) value (INR) will be added to the converted values.
Note on K237: gepadmin: 1. If you choose "Full Conversion" then Column BA (AMOUNT) and Column BB (TAXES) BOTH values will be convert based on selected Currency in (Column L). 2. If you choose "Partial Conversion" then Column BA (AMOUNT) only will be converted based on selected currency (Column L) and Column BB (TAXES) value (INR) will be added to the converted values.
Note on K238: gepadmin: 1. If you choose "Full Conversion" then Column BA (AMOUNT) and Column BB (TAXES) BOTH values will be convert based on selected Currency in (Column L). 2. If you choose "Partial Conversion" then Column BA (AMOUNT) only will be converted based on selected currency (Column L) and Column BB (TAXES) value (INR) will be added to the converted values.
Note on K239: gepadmin: 1. If you choose "Full Conversion" then Column BA (AMOUNT) and Column BB (TAXES) BOTH values will be convert based on selected Currency in (Column L). 2. If you choose "Partial Conversion" then Column BA (AMOUNT) only will be converted based on selected currency (Column L) and Column BB (TAXES) value (INR) will be added to the converted values.
Note on K240: gepadmin: 1. If you choose "Full Conversion" then Column BA (AMOUNT) and Column BB (TAXES) BOTH values will be convert based on selected Currency in (Column L). 2. If you choose "Partial Conversion" then Column BA (AMOUNT) only will be converted based on selected currency (Column L) and Column BB (TAXES) value (INR) will be added to the converted values.
Note on K241: gepadmin: 1. If you choose "Full Conversion" then Column BA (AMOUNT) and Column BB (TAXES) BOTH values will be convert based on selected Currency in (Column L). 2. If you choose "Partial Conversion" then Column BA (AMOUNT) only will be converted based on selected currency (Column L) and Column BB (TAXES) value (INR) will be added to the converted values.
Note on K242: gepadmin: 1. If you choose "Full Conversion" then Column BA (AMOUNT) and Column BB (TAXES) BOTH values will be convert based on selected Currency in (Column L). 2. If you choose "Partial Conversion" then Column BA (AMOUNT) only will be converted based on selected currency (Column L) and Column BB (TAXES) value (INR) will be added to the converted values.
Note on K243: gepadmin: 1. If you choose "Full Conversion" then Column BA (AMOUNT) and Column BB (TAXES) BOTH values will be convert based on selected Currency in (Column L). 2. If you choose "Partial Conversion" then Column BA (AMOUNT) only will be converted based on selected currency (Column L) and Column BB (TAXES) value (INR) will be added to the converted values.
Note on K244: gepadmin: 1. If you choose "Full Conversion" then Column BA (AMOUNT) and Column BB (TAXES) BOTH values will be convert based on selected Currency in (Column L). 2. If you choose "Partial Conversion" then Column BA (AMOUNT) only will be converted based on selected currency (Column L) and Column BB (TAXES) value (INR) will be added to the converted values.
Note on K245: gepadmin: 1. If you choose "Full Conversion" then Column BA (AMOUNT) and Column BB (TAXES) BOTH values will be convert based on selected Currency in (Column L). 2. If you choose "Partial Conversion" then Column BA (AMOUNT) only will be converted based on selected currency (Column L) and Column BB (TAXES) value (INR) will be added to the converted values.
Note on K246: gepadmin: 1. If you choose "Full Conversion" then Column BA (AMOUNT) and Column BB (TAXES) BOTH values will be convert based on selected Currency in (Column L). 2. If you choose "Partial Conversion" then Column BA (AMOUNT) only will be converted based on selected currency (Column L) and Column BB (TAXES) value (INR) will be added to the converted values.
Note on K247: gepadmin: 1. If you choose "Full Conversion" then Column BA (AMOUNT) and Column BB (TAXES) BOTH values will be convert based on selected Currency in (Column L). 2. If you choose "Partial Conversion" then Column BA (AMOUNT) only will be converted based on selected currency (Column L) and Column BB (TAXES) value (INR) will be added to the converted values.
Note on K248: gepadmin: 1. If you choose "Full Conversion" then Column BA (AMOUNT) and Column BB (TAXES) BOTH values will be convert based on selected Currency in (Column L). 2. If you choose "Partial Conversion" then Column BA (AMOUNT) only will be converted based on selected currency (Column L) and Column BB (TAXES) value (INR) will be added to the converted values.
Note on K249: gepadmin: 1. If you choose "Full Conversion" then Column BA (AMOUNT) and Column BB (TAXES) BOTH values will be convert based on selected Currency in (Column L). 2. If you choose "Partial Conversion" then Column BA (AMOUNT) only will be converted based on selected currency (Column L) and Column BB (TAXES) value (INR) will be added to the converted values.
Note on K250: gepadmin: 1. If you choose "Full Conversion" then Column BA (AMOUNT) and Column BB (TAXES) BOTH values will be convert based on selected Currency in (Column L). 2. If you choose "Partial Conversion" then Column BA (AMOUNT) only will be converted based on selected currency (Column L) and Column BB (TAXES) value (INR) will be added to the converted values.
Note on K251: gepadmin: 1. If you choose "Full Conversion" then Column BA (AMOUNT) and Column BB (TAXES) BOTH values will be convert based on selected Currency in (Column L). 2. If you choose "Partial Conversion" then Column BA (AMOUNT) only will be converted based on selected currency (Column L) and Column BB (TAXES) value (INR) will be added to the converted values.
Note on K252: gepadmin: 1. If you choose "Full Conversion" then Column BA (AMOUNT) and Column BB (TAXES) BOTH values will be convert based on selected Currency in (Column L). 2. If you choose "Partial Conversion" then Column BA (AMOUNT) only will be converted based on selected currency (Column L) and Column BB (TAXES) value (INR) will be added to the converted values.
Note on K253: gepadmin: 1. If you choose "Full Conversion" then Column BA (AMOUNT) and Column BB (TAXES) BOTH values will be convert based on selected Currency in (Column L). 2. If you choose "Partial Conversion" then Column BA (AMOUNT) only will be converted based on selected currency (Column L) and Column BB (TAXES) value (INR) will be added to the converted values.
Note on K254: gepadmin: 1. If you choose "Full Conversion" then Column BA (AMOUNT) and Column BB (TAXES) BOTH values will be convert based on selected Currency in (Column L). 2. If you choose "Partial Conversion" then Column BA (AMOUNT) only will be converted based on selected currency (Column L) and Column BB (TAXES) value (INR) will be added to the converted values.
Note on K255: gepadmin: 1. If you choose "Full Conversion" then Column BA (AMOUNT) and Column BB (TAXES) BOTH values will be convert based on selected Currency in (Column L). 2. If you choose "Partial Conversion" then Column BA (AMOUNT) only will be converted based on selected currency (Column L) and Column BB (TAXES) value (INR) will be added to the converted values.
Note on K256: gepadmin: 1. If you choose "Full Conversion" then Column BA (AMOUNT) and Column BB (TAXES) BOTH values will be convert based on selected Currency in (Column L). 2. If you choose "Partial Conversion" then Column BA (AMOUNT) only will be converted based on selected currency (Column L) and Column BB (TAXES) value (INR) will be added to the converted values.
Note on K257: gepadmin: 1. If you choose "Full Conversion" then Column BA (AMOUNT) and Column BB (TAXES) BOTH values will be convert based on selected Currency in (Column L). 2. If you choose "Partial Conversion" then Column BA (AMOUNT) only will be converted based on selected currency (Column L) and Column BB (TAXES) value (INR) will be added to the converted values.
Note on K258: gepadmin: 1. If you choose "Full Conversion" then Column BA (AMOUNT) and Column BB (TAXES) BOTH values will be convert based on selected Currency in (Column L). 2. If you choose "Partial Conversion" then Column BA (AMOUNT) only will be converted based on selected currency (Column L) and Column BB (TAXES) value (INR) will be added to the converted values.
Note on K259: gepadmin: 1. If you choose "Full Conversion" then Column BA (AMOUNT) and Column BB (TAXES) BOTH values will be convert based on selected Currency in (Column L). 2. If you choose "Partial Conversion" then Column BA (AMOUNT) only will be converted based on selected currency (Column L) and Column BB (TAXES) value (INR) will be added to the converted values.
Note on K260: gepadmin: 1. If you choose "Full Conversion" then Column BA (AMOUNT) and Column BB (TAXES) BOTH values will be convert based on selected Currency in (Column L). 2. If you choose "Partial Conversion" then Column BA (AMOUNT) only will be converted based on selected currency (Column L) and Column BB (TAXES) value (INR) will be added to the converted values.
Note on K261: gepadmin: 1. If you choose "Full Conversion" then Column BA (AMOUNT) and Column BB (TAXES) BOTH values will be convert based on selected Currency in (Column L). 2. If you choose "Partial Conversion" then Column BA (AMOUNT) only will be converted based on selected currency (Column L) and Column BB (TAXES) value (INR) will be added to the converted values.
Note on K262: gepadmin: 1. If you choose "Full Conversion" then Column BA (AMOUNT) and Column BB (TAXES) BOTH values will be convert based on selected Currency in (Column L). 2. If you choose "Partial Conversion" then Column BA (AMOUNT) only will be converted based on selected currency (Column L) and Column BB (TAXES) value (INR) will be added to the converted values.
Note on K263: gepadmin: 1. If you choose "Full Conversion" then Column BA (AMOUNT) and Column BB (TAXES) BOTH values will be convert based on selected Currency in (Column L). 2. If you choose "Partial Conversion" then Column BA (AMOUNT) only will be converted based on selected currency (Column L) and Column BB (TAXES) value (INR) will be added to the converted values.
Note on K264: gepadmin: 1. If you choose "Full Conversion" then Column BA (AMOUNT) and Column BB (TAXES) BOTH values will be convert based on selected Currency in (Column L). 2. If you choose "Partial Conversion" then Column BA (AMOUNT) only will be converted based on selected currency (Column L) and Column BB (TAXES) value (INR) will be added to the converted values.
Note on K265: gepadmin: 1. If you choose "Full Conversion" then Column BA (AMOUNT) and Column BB (TAXES) BOTH values will be convert based on selected Currency in (Column L). 2. If you choose "Partial Conversion" then Column BA (AMOUNT) only will be converted based on selected currency (Column L) and Column BB (TAXES) value (INR) will be added to the converted values.
Note on K266: gepadmin: 1. If you choose "Full Conversion" then Column BA (AMOUNT) and Column BB (TAXES) BOTH values will be convert based on selected Currency in (Column L). 2. If you choose "Partial Conversion" then Column BA (AMOUNT) only will be converted based on selected currency (Column L) and Column BB (TAXES) value (INR) will be added to the converted values.
Note on K267: gepadmin: 1. If you choose "Full Conversion" then Column BA (AMOUNT) and Column BB (TAXES) BOTH values will be convert based on selected Currency in (Column L). 2. If you choose "Partial Conversion" then Column BA (AMOUNT) only will be converted based on selected currency (Column L) and Column BB (TAXES) value (INR) will be added to the converted values.
Note on K268: gepadmin: 1. If you choose "Full Conversion" then Column BA (AMOUNT) and Column BB (TAXES) BOTH values will be convert based on selected Currency in (Column L). 2. If you choose "Partial Conversion" then Column BA (AMOUNT) only will be converted based on selected currency (Column L) and Column BB (TAXES) value (INR) will be added to the converted values.
Note on K269: gepadmin: 1. If you choose "Full Conversion" then Column BA (AMOUNT) and Column BB (TAXES) BOTH values will be convert based on selected Currency in (Column L). 2. If you choose "Partial Conversion" then Column BA (AMOUNT) only will be converted based on selected currency (Column L) and Column BB (TAXES) value (INR) will be added to the converted values.
Note on K270: gepadmin: 1. If you choose "Full Conversion" then Column BA (AMOUNT) and Column BB (TAXES) BOTH values will be convert based on selected Currency in (Column L). 2. If you choose "Partial Conversion" then Column BA (AMOUNT) only will be converted based on selected currency (Column L) and Column BB (TAXES) value (INR) will be added to the converted values.
Note on K271: gepadmin: 1. If you choose "Full Conversion" then Column BA (AMOUNT) and Column BB (TAXES) BOTH values will be convert based on selected Currency in (Column L). 2. If you choose "Partial Conversion" then Column BA (AMOUNT) only will be converted based on selected currency (Column L) and Column BB (TAXES) value (INR) will be added to the converted values.
Note on K272: gepadmin: 1. If you choose "Full Conversion" then Column BA (AMOUNT) and Column BB (TAXES) BOTH values will be convert based on selected Currency in (Column L). 2. If you choose "Partial Conversion" then Column BA (AMOUNT) only will be converted based on selected currency (Column L) and Column BB (TAXES) value (INR) will be added to the converted values.
Note on K273: gepadmin: 1. If you choose "Full Conversion" then Column BA (AMOUNT) and Column BB (TAXES) BOTH values will be convert based on selected Currency in (Column L). 2. If you choose "Partial Conversion" then Column BA (AMOUNT) only will be converted based on selected currency (Column L) and Column BB (TAXES) value (INR) will be added to the converted values.
Note on K274: gepadmin: 1. If you choose "Full Conversion" then Column BA (AMOUNT) and Column BB (TAXES) BOTH values will be convert based on selected Currency in (Column L). 2. If you choose "Partial Conversion" then Column BA (AMOUNT) only will be converted based on selected currency (Column L) and Column BB (TAXES) value (INR) will be added to the converted values.
Note on K275: gepadmin: 1. If you choose "Full Conversion" then Column BA (AMOUNT) and Column BB (TAXES) BOTH values will be convert based on selected Currency in (Column L). 2. If you choose "Partial Conversion" then Column BA (AMOUNT) only will be converted based on selected currency (Column L) and Column BB (TAXES) value (INR) will be added to the converted values.
Note on K276: gepadmin: 1. If you choose "Full Conversion" then Column BA (AMOUNT) and Column BB (TAXES) BOTH values will be convert based on selected Currency in (Column L). 2. If you choose "Partial Conversion" then Column BA (AMOUNT) only will be converted based on selected currency (Column L) and Column BB (TAXES) value (INR) will be added to the converted values.
Note on K277: gepadmin: 1. If you choose "Full Conversion" then Column BA (AMOUNT) and Column BB (TAXES) BOTH values will be convert based on selected Currency in (Column L). 2. If you choose "Partial Conversion" then Column BA (AMOUNT) only will be converted based on selected currency (Column L) and Column BB (TAXES) value (INR) will be added to the converted values.
Note on K278: gepadmin: 1. If you choose "Full Conversion" then Column BA (AMOUNT) and Column BB (TAXES) BOTH values will be convert based on selected Currency in (Column L). 2. If you choose "Partial Conversion" then Column BA (AMOUNT) only will be converted based on selected currency (Column L) and Column BB (TAXES) value (INR) will be added to the converted values.
Note on K279: gepadmin: 1. If you choose "Full Conversion" then Column BA (AMOUNT) and Column BB (TAXES) BOTH values will be convert based on selected Currency in (Column L). 2. If you choose "Partial Conversion" then Column BA (AMOUNT) only will be converted based on selected currency (Column L) and Column BB (TAXES) value (INR) will be added to the converted values.
Note on K280: gepadmin: 1. If you choose "Full Conversion" then Column BA (AMOUNT) and Column BB (TAXES) BOTH values will be convert based on selected Currency in (Column L). 2. If you choose "Partial Conversion" then Column BA (AMOUNT) only will be converted based on selected currency (Column L) and Column BB (TAXES) value (INR) will be added to the converted values.
Note on K281: gepadmin: 1. If you choose "Full Conversion" then Column BA (AMOUNT) and Column BB (TAXES) BOTH values will be convert based on selected Currency in (Column L). 2. If you choose "Partial Conversion" then Column BA (AMOUNT) only will be converted based on selected currency (Column L) and Column BB (TAXES) value (INR) will be added to the converted values.
Note on K282: gepadmin: 1. If you choose "Full Conversion" then Column BA (AMOUNT) and Column BB (TAXES) BOTH values will be convert based on selected Currency in (Column L). 2. If you choose "Partial Conversion" then Column BA (AMOUNT) only will be converted based on selected currency (Column L) and Column BB (TAXES) value (INR) will be added to the converted values.
Note on K283: gepadmin: 1. If you choose "Full Conversion" then Column BA (AMOUNT) and Column BB (TAXES) BOTH values will be convert based on selected Currency in (Column L). 2. If you choose "Partial Conversion" then Column BA (AMOUNT) only will be converted based on selected currency (Column L) and Column BB (TAXES) value (INR) will be added to the converted values.
Note on K284: gepadmin: 1. If you choose "Full Conversion" then Column BA (AMOUNT) and Column BB (TAXES) BOTH values will be convert based on selected Currency in (Column L). 2. If you choose "Partial Conversion" then Column BA (AMOUNT) only will be converted based on selected currency (Column L) and Column BB (TAXES) value (INR) will be added to the converted values.
Note on K285: gepadmin: 1. If you choose "Full Conversion" then Column BA (AMOUNT) and Column BB (TAXES) BOTH values will be convert based on selected Currency in (Column L). 2. If you choose "Partial Conversion" then Column BA (AMOUNT) only will be converted based on selected currency (Column L) and Column BB (TAXES) value (INR) will be added to the converted values.
Note on K286: gepadmin: 1. If you choose "Full Conversion" then Column BA (AMOUNT) and Column BB (TAXES) BOTH values will be convert based on selected Currency in (Column L). 2. If you choose "Partial Conversion" then Column BA (AMOUNT) only will be converted based on selected currency (Column L) and Column BB (TAXES) value (INR) will be added to the converted values.
Note on K287: gepadmin: 1. If you choose "Full Conversion" then Column BA (AMOUNT) and Column BB (TAXES) BOTH values will be convert based on selected Currency in (Column L). 2. If you choose "Partial Conversion" then Column BA (AMOUNT) only will be converted based on selected currency (Column L) and Column BB (TAXES) value (INR) will be added to the converted values.
Note on K288: gepadmin: 1. If you choose "Full Conversion" then Column BA (AMOUNT) and Column BB (TAXES) BOTH values will be convert based on selected Currency in (Column L). 2. If you choose "Partial Conversion" then Column BA (AMOUNT) only will be converted based on selected currency (Column L) and Column BB (TAXES) value (INR) will be added to the converted values.
Note on K289: gepadmin: 1. If you choose "Full Conversion" then Column BA (AMOUNT) and Column BB (TAXES) BOTH values will be convert based on selected Currency in (Column L). 2. If you choose "Partial Conversion" then Column BA (AMOUNT) only will be converted based on selected currency (Column L) and Column BB (TAXES) value (INR) will be added to the converted values.
Note on K290: gepadmin: 1. If you choose "Full Conversion" then Column BA (AMOUNT) and Column BB (TAXES) BOTH values will be convert based on selected Currency in (Column L). 2. If you choose "Partial Conversion" then Column BA (AMOUNT) only will be converted based on selected currency (Column L) and Column BB (TAXES) value (INR) will be added to the converted values.
Note on K291: gepadmin: 1. If you choose "Full Conversion" then Column BA (AMOUNT) and Column BB (TAXES) BOTH values will be convert based on selected Currency in (Column L). 2. If you choose "Partial Conversion" then Column BA (AMOUNT) only will be converted based on selected currency (Column L) and Column BB (TAXES) value (INR) will be added to the converted values.
Note on K292: gepadmin: 1. If you choose "Full Conversion" then Column BA (AMOUNT) and Column BB (TAXES) BOTH values will be convert based on selected Currency in (Column L). 2. If you choose "Partial Conversion" then Column BA (AMOUNT) only will be converted based on selected currency (Column L) and Column BB (TAXES) value (INR) will be added to the converted values.
Note on K293: gepadmin: 1. If you choose "Full Conversion" then Column BA (AMOUNT) and Column BB (TAXES) BOTH values will be convert based on selected Currency in (Column L). 2. If you choose "Partial Conversion" then Column BA (AMOUNT) only will be converted based on selected currency (Column L) and Column BB (TAXES) value (INR) will be added to the converted values.
Note on K294: gepadmin: 1. If you choose "Full Conversion" then Column BA (AMOUNT) and Column BB (TAXES) BOTH values will be convert based on selected Currency in (Column L). 2. If you choose "Partial Conversion" then Column BA (AMOUNT) only will be converted based on selected currency (Column L) and Column BB (TAXES) value (INR) will be added to the converted values.
Note on K295: gepadmin: 1. If you choose "Full Conversion" then Column BA (AMOUNT) and Column BB (TAXES) BOTH values will be convert based on selected Currency in (Column L). 2. If you choose "Partial Conversion" then Column BA (AMOUNT) only will be converted based on selected currency (Column L) and Column BB (TAXES) value (INR) will be added to the converted values.
Note on K296: gepadmin: 1. If you choose "Full Conversion" then Column BA (AMOUNT) and Column BB (TAXES) BOTH values will be convert based on selected Currency in (Column L). 2. If you choose "Partial Conversion" then Column BA (AMOUNT) only will be converted based on selected currency (Column L) and Column BB (TAXES) value (INR) will be added to the converted values.
Note on K297: gepadmin: 1. If you choose "Full Conversion" then Column BA (AMOUNT) and Column BB (TAXES) BOTH values will be convert based on selected Currency in (Column L). 2. If you choose "Partial Conversion" then Column BA (AMOUNT) only will be converted based on selected currency (Column L) and Column BB (TAXES) value (INR) will be added to the converted values.
Note on K298: gepadmin: 1. If you choose "Full Conversion" then Column BA (AMOUNT) and Column BB (TAXES) BOTH values will be convert based on selected Currency in (Column L). 2. If you choose "Partial Conversion" then Column BA (AMOUNT) only will be converted based on selected currency (Column L) and Column BB (TAXES) value (INR) will be added to the converted values.
Note on K299: gepadmin: 1. If you choose "Full Conversion" then Column BA (AMOUNT) and Column BB (TAXES) BOTH values will be convert based on selected Currency in (Column L). 2. If you choose "Partial Conversion" then Column BA (AMOUNT) only will be converted based on selected currency (Column L) and Column BB (TAXES) value (INR) will be added to the converted values.
Note on K300: gepadmin: 1. If you choose "Full Conversion" then Column BA (AMOUNT) and Column BB (TAXES) BOTH values will be convert based on selected Currency in (Column L). 2. If you choose "Partial Conversion" then Column BA (AMOUNT) only will be converted based on selected currency (Column L) and Column BB (TAXES) value (INR) will be added to the converted values.
Note on K301: gepadmin: 1. If you choose "Full Conversion" then Column BA (AMOUNT) and Column BB (TAXES) BOTH values will be convert based on selected Currency in (Column L). 2. If you choose "Partial Conversion" then Column BA (AMOUNT) only will be converted based on selected currency (Column L) and Column BB (TAXES) value (INR) will be added to the converted values.
Note on K302: gepadmin: 1. If you choose "Full Conversion" then Column BA (AMOUNT) and Column BB (TAXES) BOTH values will be convert based on selected Currency in (Column L). 2. If you choose "Partial Conversion" then Column BA (AMOUNT) only will be converted based on selected currency (Column L) and Column BB (TAXES) value (INR) will be added to the converted values.
Note on K303: gepadmin: 1. If you choose "Full Conversion" then Column BA (AMOUNT) and Column BB (TAXES) BOTH values will be convert based on selected Currency in (Column L). 2. If you choose "Partial Conversion" then Column BA (AMOUNT) only will be converted based on selected currency (Column L) and Column BB (TAXES) value (INR) will be added to the converted values.
Note on K304: gepadmin: 1. If you choose "Full Conversion" then Column BA (AMOUNT) and Column BB (TAXES) BOTH values will be convert based on selected Currency in (Column L). 2. If you choose "Partial Conversion" then Column BA (AMOUNT) only will be converted based on selected currency (Column L) and Column BB (TAXES) value (INR) will be added to the converted values.
Note on K305: gepadmin: 1. If you choose "Full Conversion" then Column BA (AMOUNT) and Column BB (TAXES) BOTH values will be convert based on selected Currency in (Column L). 2. If you choose "Partial Conversion" then Column BA (AMOUNT) only will be converted based on selected currency (Column L) and Column BB (TAXES) value (INR) will be added to the converted values.
Note on K306: gepadmin: 1. If you choose "Full Conversion" then Column BA (AMOUNT) and Column BB (TAXES) BOTH values will be convert based on selected Currency in (Column L). 2. If you choose "Partial Conversion" then Column BA (AMOUNT) only will be converted based on selected currency (Column L) and Column BB (TAXES) value (INR) will be added to the converted values.
Note on K307: gepadmin: 1. If you choose "Full Conversion" then Column BA (AMOUNT) and Column BB (TAXES) BOTH values will be convert based on selected Currency in (Column L). 2. If you choose "Partial Conversion" then Column BA (AMOUNT) only will be converted based on selected currency (Column L) and Column BB (TAXES) value (INR) will be added to the converted values.
Note on K308: gepadmin: 1. If you choose "Full Conversion" then Column BA (AMOUNT) and Column BB (TAXES) BOTH values will be convert based on selected Currency in (Column L). 2. If you choose "Partial Conversion" then Column BA (AMOUNT) only will be converted based on selected currency (Column L) and Column BB (TAXES) value (INR) will be added to the converted values.
Note on K309: gepadmin: 1. If you choose "Full Conversion" then Column BA (AMOUNT) and Column BB (TAXES) BOTH values will be convert based on selected Currency in (Column L). 2. If you choose "Partial Conversion" then Column BA (AMOUNT) only will be converted based on selected currency (Column L) and Column BB (TAXES) value (INR) will be added to the converted values.
Note on K310: gepadmin: 1. If you choose "Full Conversion" then Column BA (AMOUNT) and Column BB (TAXES) BOTH values will be convert based on selected Currency in (Column L). 2. If you choose "Partial Conversion" then Column BA (AMOUNT) only will be converted based on selected currency (Column L) and Column BB (TAXES) value (INR) will be added to the converted values.
Note on K311: gepadmin: 1. If you choose "Full Conversion" then Column BA (AMOUNT) and Column BB (TAXES) BOTH values will be convert based on selected Currency in (Column L). 2. If you choose "Partial Conversion" then Column BA (AMOUNT) only will be converted based on selected currency (Column L) and Column BB (TAXES) value (INR) will be added to the converted values.
Note on K312: gepadmin: 1. If you choose "Full Conversion" then Column BA (AMOUNT) and Column BB (TAXES) BOTH values will be convert based on selected Currency in (Column L). 2. If you choose "Partial Conversion" then Column BA (AMOUNT) only will be converted based on selected currency (Column L) and Column BB (TAXES) value (INR) will be added to the converted values.
Note on K313: gepadmin: 1. If you choose "Full Conversion" then Column BA (AMOUNT) and Column BB (TAXES) BOTH values will be convert based on selected Currency in (Column L). 2. If you choose "Partial Conversion" then Column BA (AMOUNT) only will be converted based on selected currency (Column L) and Column BB (TAXES) value (INR) will be added to the converted values.
Note on K314: gepadmin: 1. If you choose "Full Conversion" then Column BA (AMOUNT) and Column BB (TAXES) BOTH values will be convert based on selected Currency in (Column L). 2. If you choose "Partial Conversion" then Column BA (AMOUNT) only will be converted based on selected currency (Column L) and Column BB (TAXES) value (INR) will be added to the converted values.
Note on K315: gepadmin: 1. If you choose "Full Conversion" then Column BA (AMOUNT) and Column BB (TAXES) BOTH values will be convert based on selected Currency in (Column L). 2. If you choose "Partial Conversion" then Column BA (AMOUNT) only will be converted based on selected currency (Column L) and Column BB (TAXES) value (INR) will be added to the converted values.
Note on K316: gepadmin: 1. If you choose "Full Conversion" then Column BA (AMOUNT) and Column BB (TAXES) BOTH values will be convert based on selected Currency in (Column L). 2. If you choose "Partial Conversion" then Column BA (AMOUNT) only will be converted based on selected currency (Column L) and Column BB (TAXES) value (INR) will be added to the converted values.
Note on K317: gepadmin: 1. If you choose "Full Conversion" then Column BA (AMOUNT) and Column BB (TAXES) BOTH values will be convert based on selected Currency in (Column L). 2. If you choose "Partial Conversion" then Column BA (AMOUNT) only will be converted based on selected currency (Column L) and Column BB (TAXES) value (INR) will be added to the converted values.
Note on K318: gepadmin: 1. If you choose "Full Conversion" then Column BA (AMOUNT) and Column BB (TAXES) BOTH values will be convert based on selected Currency in (Column L). 2. If you choose "Partial Conversion" then Column BA (AMOUNT) only will be converted based on selected currency (Column L) and Column BB (TAXES) value (INR) will be added to the converted values.
Note on K319: gepadmin: 1. If you choose "Full Conversion" then Column BA (AMOUNT) and Column BB (TAXES) BOTH values will be convert based on selected Currency in (Column L). 2. If you choose "Partial Conversion" then Column BA (AMOUNT) only will be converted based on selected currency (Column L) and Column BB (TAXES) value (INR) will be added to the converted values.
Note on K320: gepadmin: 1. If you choose "Full Conversion" then Column BA (AMOUNT) and Column BB (TAXES) BOTH values will be convert based on selected Currency in (Column L). 2. If you choose "Partial Conversion" then Column BA (AMOUNT) only will be converted based on selected currency (Column L) and Column BB (TAXES) value (INR) will be added to the converted values.
Note on K321: gepadmin: 1. If you choose "Full Conversion" then Column BA (AMOUNT) and Column BB (TAXES) BOTH values will be convert based on selected Currency in (Column L). 2. If you choose "Partial Conversion" then Column BA (AMOUNT) only will be converted based on selected currency (Column L) and Column BB (TAXES) value (INR) will be added to the converted values.
Note on K322: gepadmin: 1. If you choose "Full Conversion" then Column BA (AMOUNT) and Column BB (TAXES) BOTH values will be convert based on selected Currency in (Column L). 2. If you choose "Partial Conversion" then Column BA (AMOUNT) only will be converted based on selected currency (Column L) and Column BB (TAXES) value (INR) will be added to the converted values.
Note on K323: gepadmin: 1. If you choose "Full Conversion" then Column BA (AMOUNT) and Column BB (TAXES) BOTH values will be convert based on selected Currency in (Column L). 2. If you choose "Partial Conversion" then Column BA (AMOUNT) only will be converted based on selected currency (Column L) and Column BB (TAXES) value (INR) will be added to the converted values.
Note on K324: gepadmin: 1. If you choose "Full Conversion" then Column BA (AMOUNT) and Column BB (TAXES) BOTH values will be convert based on selected Currency in (Column L). 2. If you choose "Partial Conversion" then Column BA (AMOUNT) only will be converted based on selected currency (Column L) and Column BB (TAXES) value (INR) will be added to the converted values.
Note on K325: gepadmin: 1. If you choose "Full Conversion" then Column BA (AMOUNT) and Column BB (TAXES) BOTH values will be convert based on selected Currency in (Column L). 2. If you choose "Partial Conversion" then Column BA (AMOUNT) only will be converted based on selected currency (Column L) and Column BB (TAXES) value (INR) will be added to the converted values.
Note on K326: gepadmin: 1. If you choose "Full Conversion" then Column BA (AMOUNT) and Column BB (TAXES) BOTH values will be convert based on selected Currency in (Column L). 2. If you choose "Partial Conversion" then Column BA (AMOUNT) only will be converted based on selected currency (Column L) and Column BB (TAXES) value (INR) will be added to the converted values.
Note on K327: gepadmin: 1. If you choose "Full Conversion" then Column BA (AMOUNT) and Column BB (TAXES) BOTH values will be convert based on selected Currency in (Column L). 2. If you choose "Partial Conversion" then Column BA (AMOUNT) only will be converted based on selected currency (Column L) and Column BB (TAXES) value (INR) will be added to the converted values.
Note on K328: gepadmin: 1. If you choose "Full Conversion" then Column BA (AMOUNT) and Column BB (TAXES) BOTH values will be convert based on selected Currency in (Column L). 2. If you choose "Partial Conversion" then Column BA (AMOUNT) only will be converted based on selected currency (Column L) and Column BB (TAXES) value (INR) will be added to the converted values.
Note on K329: gepadmin: 1. If you choose "Full Conversion" then Column BA (AMOUNT) and Column BB (TAXES) BOTH values will be convert based on selected Currency in (Column L). 2. If you choose "Partial Conversion" then Column BA (AMOUNT) only will be converted based on selected currency (Column L) and Column BB (TAXES) value (INR) will be added to the converted values.
Note on K330: gepadmin: 1. If you choose "Full Conversion" then Column BA (AMOUNT) and Column BB (TAXES) BOTH values will be convert based on selected Currency in (Column L). 2. If you choose "Partial Conversion" then Column BA (AMOUNT) only will be converted based on selected currency (Column L) and Column BB (TAXES) value (INR) will be added to the converted values.
Note on K331: gepadmin: 1. If you choose "Full Conversion" then Column BA (AMOUNT) and Column BB (TAXES) BOTH values will be convert based on selected Currency in (Column L). 2. If you choose "Partial Conversion" then Column BA (AMOUNT) only will be converted based on selected currency (Column L) and Column BB (TAXES) value (INR) will be added to the converted values.
Note on K332: gepadmin: 1. If you choose "Full Conversion" then Column BA (AMOUNT) and Column BB (TAXES) BOTH values will be convert based on selected Currency in (Column L). 2. If you choose "Partial Conversion" then Column BA (AMOUNT) only will be converted based on selected currency (Column L) and Column BB (TAXES) value (INR) will be added to the converted values.
Note on K333: gepadmin: 1. If you choose "Full Conversion" then Column BA (AMOUNT) and Column BB (TAXES) BOTH values will be convert based on selected Currency in (Column L). 2. If you choose "Partial Conversion" then Column BA (AMOUNT) only will be converted based on selected currency (Column L) and Column BB (TAXES) value (INR) will be added to the converted values.
Note on K334: gepadmin: 1. If you choose "Full Conversion" then Column BA (AMOUNT) and Column BB (TAXES) BOTH values will be convert based on selected Currency in (Column L). 2. If you choose "Partial Conversion" then Column BA (AMOUNT) only will be converted based on selected currency (Column L) and Column BB (TAXES) value (INR) will be added to the converted values.
Note on K335: gepadmin: 1. If you choose "Full Conversion" then Column BA (AMOUNT) and Column BB (TAXES) BOTH values will be convert based on selected Currency in (Column L). 2. If you choose "Partial Conversion" then Column BA (AMOUNT) only will be converted based on selected currency (Column L) and Column BB (TAXES) value (INR) will be added to the converted values.
Note on K336: gepadmin: 1. If you choose "Full Conversion" then Column BA (AMOUNT) and Column BB (TAXES) BOTH values will be convert based on selected Currency in (Column L). 2. If you choose "Partial Conversion" then Column BA (AMOUNT) only will be converted based on selected currency (Column L) and Column BB (TAXES) value (INR) will be added to the converted values.
Note on K337: gepadmin: 1. If you choose "Full Conversion" then Column BA (AMOUNT) and Column BB (TAXES) BOTH values will be convert based on selected Currency in (Column L). 2. If you choose "Partial Conversion" then Column BA (AMOUNT) only will be converted based on selected currency (Column L) and Column BB (TAXES) value (INR) will be added to the converted values.
Note on K338: gepadmin: 1. If you choose "Full Conversion" then Column BA (AMOUNT) and Column BB (TAXES) BOTH values will be convert based on selected Currency in (Column L). 2. If you choose "Partial Conversion" then Column BA (AMOUNT) only will be converted based on selected currency (Column L) and Column BB (TAXES) value (INR) will be added to the converted values.
Note on K339: gepadmin: 1. If you choose "Full Conversion" then Column BA (AMOUNT) and Column BB (TAXES) BOTH values will be convert based on selected Currency in (Column L). 2. If you choose "Partial Conversion" then Column BA (AMOUNT) only will be converted based on selected currency (Column L) and Column BB (TAXES) value (INR) will be added to the converted values.
Note on K340: gepadmin: 1. If you choose "Full Conversion" then Column BA (AMOUNT) and Column BB (TAXES) BOTH values will be convert based on selected Currency in (Column L). 2. If you choose "Partial Conversion" then Column BA (AMOUNT) only will be converted based on selected currency (Column L) and Column BB (TAXES) value (INR) will be added to the converted values.
Note on K341: gepadmin: 1. If you choose "Full Conversion" then Column BA (AMOUNT) and Column BB (TAXES) BOTH values will be convert based on selected Currency in (Column L). 2. If you choose "Partial Conversion" then Column BA (AMOUNT) only will be converted based on selected currency (Column L) and Column BB (TAXES) value (INR) will be added to the converted values.
Note on K342: gepadmin: 1. If you choose "Full Conversion" then Column BA (AMOUNT) and Column BB (TAXES) BOTH values will be convert based on selected Currency in (Column L). 2. If you choose "Partial Conversion" then Column BA (AMOUNT) only will be converted based on selected currency (Column L) and Column BB (TAXES) value (INR) will be added to the converted values.
Note on K343: gepadmin: 1. If you choose "Full Conversion" then Column BA (AMOUNT) and Column BB (TAXES) BOTH values will be convert based on selected Currency in (Column L). 2. If you choose "Partial Conversion" then Column BA (AMOUNT) only will be converted based on selected currency (Column L) and Column BB (TAXES) value (INR) will be added to the converted values.
Note on K344: gepadmin: 1. If you choose "Full Conversion" then Column BA (AMOUNT) and Column BB (TAXES) BOTH values will be convert based on selected Currency in (Column L). 2. If you choose "Partial Conversion" then Column BA (AMOUNT) only will be converted based on selected currency (Column L) and Column BB (TAXES) value (INR) will be added to the converted values.
Note on K345: gepadmin: 1. If you choose "Full Conversion" then Column BA (AMOUNT) and Column BB (TAXES) BOTH values will be convert based on selected Currency in (Column L). 2. If you choose "Partial Conversion" then Column BA (AMOUNT) only will be converted based on selected currency (Column L) and Column BB (TAXES) value (INR) will be added to the converted values.
Note on K346: gepadmin: 1. If you choose "Full Conversion" then Column BA (AMOUNT) and Column BB (TAXES) BOTH values will be convert based on selected Currency in (Column L). 2. If you choose "Partial Conversion" then Column BA (AMOUNT) only will be converted based on selected currency (Column L) and Column BB (TAXES) value (INR) will be added to the converted values.
Note on K347: gepadmin: 1. If you choose "Full Conversion" then Column BA (AMOUNT) and Column BB (TAXES) BOTH values will be convert based on selected Currency in (Column L). 2. If you choose "Partial Conversion" then Column BA (AMOUNT) only will be converted based on selected currency (Column L) and Column BB (TAXES) value (INR) will be added to the converted values.
Note on K348: gepadmin: 1. If you choose "Full Conversion" then Column BA (AMOUNT) and Column BB (TAXES) BOTH values will be convert based on selected Currency in (Column L). 2. If you choose "Partial Conversion" then Column BA (AMOUNT) only will be converted based on selected currency (Column L) and Column BB (TAXES) value (INR) will be added to the converted values.
Note on K349: gepadmin: 1. If you choose "Full Conversion" then Column BA (AMOUNT) and Column BB (TAXES) BOTH values will be convert based on selected Currency in (Column L). 2. If you choose "Partial Conversion" then Column BA (AMOUNT) only will be converted based on selected currency (Column L) and Column BB (TAXES) value (INR) will be added to the converted values.
Note on K350: gepadmin: 1. If you choose "Full Conversion" then Column BA (AMOUNT) and Column BB (TAXES) BOTH values will be convert based on selected Currency in (Column L). 2. If you choose "Partial Conversion" then Column BA (AMOUNT) only will be converted based on selected currency (Column L) and Column BB (TAXES) value (INR) will be added to the converted values.
Note on K351: gepadmin: 1. If you choose "Full Conversion" then Column BA (AMOUNT) and Column BB (TAXES) BOTH values will be convert based on selected Currency in (Column L). 2. If you choose "Partial Conversion" then Column BA (AMOUNT) only will be converted based on selected currency (Column L) and Column BB (TAXES) value (INR) will be added to the converted values.
Note on K352: gepadmin: 1. If you choose "Full Conversion" then Column BA (AMOUNT) and Column BB (TAXES) BOTH values will be convert based on selected Currency in (Column L). 2. If you choose "Partial Conversion" then Column BA (AMOUNT) only will be converted based on selected currency (Column L) and Column BB (TAXES) value (INR) will be added to the converted values.
Note on K353: gepadmin: 1. If you choose "Full Conversion" then Column BA (AMOUNT) and Column BB (TAXES) BOTH values will be convert based on selected Currency in (Column L). 2. If you choose "Partial Conversion" then Column BA (AMOUNT) only will be converted based on selected currency (Column L) and Column BB (TAXES) value (INR) will be added to the converted values.
Note on K354: gepadmin: 1. If you choose "Full Conversion" then Column BA (AMOUNT) and Column BB (TAXES) BOTH values will be convert based on selected Currency in (Column L). 2. If you choose "Partial Conversion" then Column BA (AMOUNT) only will be converted based on selected currency (Column L) and Column BB (TAXES) value (INR) will be added to the converted values.
Note on K355: gepadmin: 1. If you choose "Full Conversion" then Column BA (AMOUNT) and Column BB (TAXES) BOTH values will be convert based on selected Currency in (Column L). 2. If you choose "Partial Conversion" then Column BA (AMOUNT) only will be converted based on selected currency (Column L) and Column BB (TAXES) value (INR) will be added to the converted values.
Note on K356: gepadmin: 1. If you choose "Full Conversion" then Column BA (AMOUNT) and Column BB (TAXES) BOTH values will be convert based on selected Currency in (Column L). 2. If you choose "Partial Conversion" then Column BA (AMOUNT) only will be converted based on selected currency (Column L) and Column BB (TAXES) value (INR) will be added to the converted values.
Note on K357: gepadmin: 1. If you choose "Full Conversion" then Column BA (AMOUNT) and Column BB (TAXES) BOTH values will be convert based on selected Currency in (Column L). 2. If you choose "Partial Conversion" then Column BA (AMOUNT) only will be converted based on selected currency (Column L) and Column BB (TAXES) value (INR) will be added to the converted values.
Note on K358: gepadmin: 1. If you choose "Full Conversion" then Column BA (AMOUNT) and Column BB (TAXES) BOTH values will be convert based on selected Currency in (Column L). 2. If you choose "Partial Conversion" then Column BA (AMOUNT) only will be converted based on selected currency (Column L) and Column BB (TAXES) value (INR) will be added to the converted values.
Note on K359: gepadmin: 1. If you choose "Full Conversion" then Column BA (AMOUNT) and Column BB (TAXES) BOTH values will be convert based on selected Currency in (Column L). 2. If you choose "Partial Conversion" then Column BA (AMOUNT) only will be converted based on selected currency (Column L) and Column BB (TAXES) value (INR) will be added to the converted values.
Note on K360: gepadmin: 1. If you choose "Full Conversion" then Column BA (AMOUNT) and Column BB (TAXES) BOTH values will be convert based on selected Currency in (Column L). 2. If you choose "Partial Conversion" then Column BA (AMOUNT) only will be converted based on selected currency (Column L) and Column BB (TAXES) value (INR) will be added to the converted values.
Note on K361: gepadmin: 1. If you choose "Full Conversion" then Column BA (AMOUNT) and Column BB (TAXES) BOTH values will be convert based on selected Currency in (Column L). 2. If you choose "Partial Conversion" then Column BA (AMOUNT) only will be converted based on selected currency (Column L) and Column BB (TAXES) value (INR) will be added to the converted values.
Note on K362: gepadmin: 1. If you choose "Full Conversion" then Column BA (AMOUNT) and Column BB (TAXES) BOTH values will be convert based on selected Currency in (Column L). 2. If you choose "Partial Conversion" then Column BA (AMOUNT) only will be converted based on selected currency (Column L) and Column BB (TAXES) value (INR) will be added to the converted values.
Note on K363: gepadmin: 1. If you choose "Full Conversion" then Column BA (AMOUNT) and Column BB (TAXES) BOTH values will be convert based on selected Currency in (Column L). 2. If you choose "Partial Conversion" then Column BA (AMOUNT) only will be converted based on selected currency (Column L) and Column BB (TAXES) value (INR) will be added to the converted values.
Note on K364: gepadmin: 1. If you choose "Full Conversion" then Column BA (AMOUNT) and Column BB (TAXES) BOTH values will be convert based on selected Currency in (Column L). 2. If you choose "Partial Conversion" then Column BA (AMOUNT) only will be converted based on selected currency (Column L) and Column BB (TAXES) value (INR) will be added to the converted values.
Note on K365: gepadmin: 1. If you choose "Full Conversion" then Column BA (AMOUNT) and Column BB (TAXES) BOTH values will be convert based on selected Currency in (Column L). 2. If you choose "Partial Conversion" then Column BA (AMOUNT) only will be converted based on selected currency (Column L) and Column BB (TAXES) value (INR) will be added to the converted values.
Note on K366: gepadmin: 1. If you choose "Full Conversion" then Column BA (AMOUNT) and Column BB (TAXES) BOTH values will be convert based on selected Currency in (Column L). 2. If you choose "Partial Conversion" then Column BA (AMOUNT) only will be converted based on selected currency (Column L) and Column BB (TAXES) value (INR) will be added to the converted values.
Note on K367: gepadmin: 1. If you choose "Full Conversion" then Column BA (AMOUNT) and Column BB (TAXES) BOTH values will be convert based on selected Currency in (Column L). 2. If you choose "Partial Conversion" then Column BA (AMOUNT) only will be converted based on selected currency (Column L) and Column BB (TAXES) value (INR) will be added to the converted values.
Note on K368: gepadmin: 1. If you choose "Full Conversion" then Column BA (AMOUNT) and Column BB (TAXES) BOTH values will be convert based on selected Currency in (Column L). 2. If you choose "Partial Conversion" then Column BA (AMOUNT) only will be converted based on selected currency (Column L) and Column BB (TAXES) value (INR) will be added to the converted values.
Note on K369: gepadmin: 1. If you choose "Full Conversion" then Column BA (AMOUNT) and Column BB (TAXES) BOTH values will be convert based on selected Currency in (Column L). 2. If you choose "Partial Conversion" then Column BA (AMOUNT) only will be converted based on selected currency (Column L) and Column BB (TAXES) value (INR) will be added to the converted values.
Note on K370: gepadmin: 1. If you choose "Full Conversion" then Column BA (AMOUNT) and Column BB (TAXES) BOTH values will be convert based on selected Currency in (Column L). 2. If you choose "Partial Conversion" then Column BA (AMOUNT) only will be converted based on selected currency (Column L) and Column BB (TAXES) value (INR) will be added to the converted values.
Note on K371: gepadmin: 1. If you choose "Full Conversion" then Column BA (AMOUNT) and Column BB (TAXES) BOTH values will be convert based on selected Currency in (Column L). 2. If you choose "Partial Conversion" then Column BA (AMOUNT) only will be converted based on selected currency (Column L) and Column BB (TAXES) value (INR) will be added to the converted values.
Note on K372: gepadmin: 1. If you choose "Full Conversion" then Column BA (AMOUNT) and Column BB (TAXES) BOTH values will be convert based on selected Currency in (Column L). 2. If you choose "Partial Conversion" then Column BA (AMOUNT) only will be converted based on selected currency (Column L) and Column BB (TAXES) value (INR) will be added to the converted values.
Note on K373: gepadmin: 1. If you choose "Full Conversion" then Column BA (AMOUNT) and Column BB (TAXES) BOTH values will be convert based on selected Currency in (Column L). 2. If you choose "Partial Conversion" then Column BA (AMOUNT) only will be converted based on selected currency (Column L) and Column BB (TAXES) value (INR) will be added to the converted values.
Note on K374: gepadmin: 1. If you choose "Full Conversion" then Column BA (AMOUNT) and Column BB (TAXES) BOTH values will be convert based on selected Currency in (Column L). 2. If you choose "Partial Conversion" then Column BA (AMOUNT) only will be converted based on selected currency (Column L) and Column BB (TAXES) value (INR) will be added to the converted values.
Note on K375: gepadmin: 1. If you choose "Full Conversion" then Column BA (AMOUNT) and Column BB (TAXES) BOTH values will be convert based on selected Currency in (Column L). 2. If you choose "Partial Conversion" then Column BA (AMOUNT) only will be converted based on selected currency (Column L) and Column BB (TAXES) value (INR) will be added to the converted values.
Note on K376: gepadmin: 1. If you choose "Full Conversion" then Column BA (AMOUNT) and Column BB (TAXES) BOTH values will be convert based on selected Currency in (Column L). 2. If you choose "Partial Conversion" then Column BA (AMOUNT) only will be converted based on selected currency (Column L) and Column BB (TAXES) value (INR) will be added to the converted values.
Note on K377: gepadmin: 1. If you choose "Full Conversion" then Column BA (AMOUNT) and Column BB (TAXES) BOTH values will be convert based on selected Currency in (Column L). 2. If you choose "Partial Conversion" then Column BA (AMOUNT) only will be converted based on selected currency (Column L) and Column BB (TAXES) value (INR) will be added to the converted values.
Note on K378: gepadmin: 1. If you choose "Full Conversion" then Column BA (AMOUNT) and Column BB (TAXES) BOTH values will be convert based on selected Currency in (Column L). 2. If you choose "Partial Conversion" then Column BA (AMOUNT) only will be converted based on selected currency (Column L) and Column BB (TAXES) value (INR) will be added to the converted values.
Note on K379: gepadmin: 1. If you choose "Full Conversion" then Column BA (AMOUNT) and Column BB (TAXES) BOTH values will be convert based on selected Currency in (Column L). 2. If you choose "Partial Conversion" then Column BA (AMOUNT) only will be converted based on selected currency (Column L) and Column BB (TAXES) value (INR) will be added to the converted values.
Note on K380: gepadmin: 1. If you choose "Full Conversion" then Column BA (AMOUNT) and Column BB (TAXES) BOTH values will be convert based on selected Currency in (Column L). 2. If you choose "Partial Conversion" then Column BA (AMOUNT) only will be converted based on selected currency (Column L) and Column BB (TAXES) value (INR) will be added to the converted values.
Note on K381: gepadmin: 1. If you choose "Full Conversion" then Column BA (AMOUNT) and Column BB (TAXES) BOTH values will be convert based on selected Currency in (Column L). 2. If you choose "Partial Conversion" then Column BA (AMOUNT) only will be converted based on selected currency (Column L) and Column BB (TAXES) value (INR) will be added to the converted values.
Note on K382: gepadmin: 1. If you choose "Full Conversion" then Column BA (AMOUNT) and Column BB (TAXES) BOTH values will be convert based on selected Currency in (Column L). 2. If you choose "Partial Conversion" then Column BA (AMOUNT) only will be converted based on selected currency (Column L) and Column BB (TAXES) value (INR) will be added to the converted values.
Note on K383: gepadmin: 1. If you choose "Full Conversion" then Column BA (AMOUNT) and Column BB (TAXES) BOTH values will be convert based on selected Currency in (Column L). 2. If you choose "Partial Conversion" then Column BA (AMOUNT) only will be converted based on selected currency (Column L) and Column BB (TAXES) value (INR) will be added to the converted values.
Note on K384: gepadmin: 1. If you choose "Full Conversion" then Column BA (AMOUNT) and Column BB (TAXES) BOTH values will be convert based on selected Currency in (Column L). 2. If you choose "Partial Conversion" then Column BA (AMOUNT) only will be converted based on selected currency (Column L) and Column BB (TAXES) value (INR) will be added to the converted values.
Note on K385: gepadmin: 1. If you choose "Full Conversion" then Column BA (AMOUNT) and Column BB (TAXES) BOTH values will be convert based on selected Currency in (Column L). 2. If you choose "Partial Conversion" then Column BA (AMOUNT) only will be converted based on selected currency (Column L) and Column BB (TAXES) value (INR) will be added to the converted values.
Note on K386: gepadmin: 1. If you choose "Full Conversion" then Column BA (AMOUNT) and Column BB (TAXES) BOTH values will be convert based on selected Currency in (Column L). 2. If you choose "Partial Conversion" then Column BA (AMOUNT) only will be converted based on selected currency (Column L) and Column BB (TAXES) value (INR) will be added to the converted values.
Note on K387: gepadmin: 1. If you choose "Full Conversion" then Column BA (AMOUNT) and Column BB (TAXES) BOTH values will be convert based on selected Currency in (Column L). 2. If you choose "Partial Conversion" then Column BA (AMOUNT) only will be converted based on selected currency (Column L) and Column BB (TAXES) value (INR) will be added to the converted values.
Note on K388: gepadmin: 1. If you choose "Full Conversion" then Column BA (AMOUNT) and Column BB (TAXES) BOTH values will be convert based on selected Currency in (Column L). 2. If you choose "Partial Conversion" then Column BA (AMOUNT) only will be converted based on selected currency (Column L) and Column BB (TAXES) value (INR) will be added to the converted values.
Note on K389: gepadmin: 1. If you choose "Full Conversion" then Column BA (AMOUNT) and Column BB (TAXES) BOTH values will be convert based on selected Currency in (Column L). 2. If you choose "Partial Conversion" then Column BA (AMOUNT) only will be converted based on selected currency (Column L) and Column BB (TAXES) value (INR) will be added to the converted values.
Note on K390: gepadmin: 1. If you choose "Full Conversion" then Column BA (AMOUNT) and Column BB (TAXES) BOTH values will be convert based on selected Currency in (Column L). 2. If you choose "Partial Conversion" then Column BA (AMOUNT) only will be converted based on selected currency (Column L) and Column BB (TAXES) value (INR) will be added to the converted values.
Note on K391: gepadmin: 1. If you choose "Full Conversion" then Column BA (AMOUNT) and Column BB (TAXES) BOTH values will be convert based on selected Currency in (Column L). 2. If you choose "Partial Conversion" then Column BA (AMOUNT) only will be converted based on selected currency (Column L) and Column BB (TAXES) value (INR) will be added to the converted values.
Note on K392: gepadmin: 1. If you choose "Full Conversion" then Column BA (AMOUNT) and Column BB (TAXES) BOTH values will be convert based on selected Currency in (Column L). 2. If you choose "Partial Conversion" then Column BA (AMOUNT) only will be converted based on selected currency (Column L) and Column BB (TAXES) value (INR) will be added to the converted values.
Note on K393: gepadmin: 1. If you choose "Full Conversion" then Column BA (AMOUNT) and Column BB (TAXES) BOTH values will be convert based on selected Currency in (Column L). 2. If you choose "Partial Conversion" then Column BA (AMOUNT) only will be converted based on selected currency (Column L) and Column BB (TAXES) value (INR) will be added to the converted values.
Note on K394: gepadmin: 1. If you choose "Full Conversion" then Column BA (AMOUNT) and Column BB (TAXES) BOTH values will be convert based on selected Currency in (Column L). 2. If you choose "Partial Conversion" then Column BA (AMOUNT) only will be converted based on selected currency (Column L) and Column BB (TAXES) value (INR) will be added to the converted values.
Note on K395: gepadmin: 1. If you choose "Full Conversion" then Column BA (AMOUNT) and Column BB (TAXES) BOTH values will be convert based on selected Currency in (Column L). 2. If you choose "Partial Conversion" then Column BA (AMOUNT) only will be converted based on selected currency (Column L) and Column BB (TAXES) value (INR) will be added to the converted values.
Note on K396: gepadmin: 1. If you choose "Full Conversion" then Column BA (AMOUNT) and Column BB (TAXES) BOTH values will be convert based on selected Currency in (Column L). 2. If you choose "Partial Conversion" then Column BA (AMOUNT) only will be converted based on selected currency (Column L) and Column BB (TAXES) value (INR) will be added to the converted values.
Note on K397: gepadmin: 1. If you choose "Full Conversion" then Column BA (AMOUNT) and Column BB (TAXES) BOTH values will be convert based on selected Currency in (Column L). 2. If you choose "Partial Conversion" then Column BA (AMOUNT) only will be converted based on selected currency (Column L) and Column BB (TAXES) value (INR) will be added to the converted values.
Note on K398: gepadmin: 1. If you choose "Full Conversion" then Column BA (AMOUNT) and Column BB (TAXES) BOTH values will be convert based on selected Currency in (Column L). 2. If you choose "Partial Conversion" then Column BA (AMOUNT) only will be converted based on selected currency (Column L) and Column BB (TAXES) value (INR) will be added to the converted values.
Note on K399: gepadmin: 1. If you choose "Full Conversion" then Column BA (AMOUNT) and Column BB (TAXES) BOTH values will be convert based on selected Currency in (Column L). 2. If you choose "Partial Conversion" then Column BA (AMOUNT) only will be converted based on selected currency (Column L) and Column BB (TAXES) value (INR) will be added to the converted values.
Note on K400: gepadmin: 1. If you choose "Full Conversion" then Column BA (AMOUNT) and Column BB (TAXES) BOTH values will be convert based on selected Currency in (Column L). 2. If you choose "Partial Conversion" then Column BA (AMOUNT) only will be converted based on selected currency (Column L) and Column BB (TAXES) value (INR) will be added to the converted values.
Note on K401: gepadmin: 1. If you choose "Full Conversion" then Column BA (AMOUNT) and Column BB (TAXES) BOTH values will be convert based on selected Currency in (Column L). 2. If you choose "Partial Conversion" then Column BA (AMOUNT) only will be converted based on selected currency (Column L) and Column BB (TAXES) value (INR) will be added to the converted values.
Note on K402: gepadmin: 1. If you choose "Full Conversion" then Column BA (AMOUNT) and Column BB (TAXES) BOTH values will be convert based on selected Currency in (Column L). 2. If you choose "Partial Conversion" then Column BA (AMOUNT) only will be converted based on selected currency (Column L) and Column BB (TAXES) value (INR) will be added to the converted values.
Note on K403: gepadmin: 1. If you choose "Full Conversion" then Column BA (AMOUNT) and Column BB (TAXES) BOTH values will be convert based on selected Currency in (Column L). 2. If you choose "Partial Conversion" then Column BA (AMOUNT) only will be converted based on selected currency (Column L) and Column BB (TAXES) value (INR) will be added to the converted values.
Note on K404: gepadmin: 1. If you choose "Full Conversion" then Column BA (AMOUNT) and Column BB (TAXES) BOTH values will be convert based on selected Currency in (Column L). 2. If you choose "Partial Conversion" then Column BA (AMOUNT) only will be converted based on selected currency (Column L) and Column BB (TAXES) value (INR) will be added to the converted values.
Note on K405: gepadmin: 1. If you choose "Full Conversion" then Column BA (AMOUNT) and Column BB (TAXES) BOTH values will be convert based on selected Currency in (Column L). 2. If you choose "Partial Conversion" then Column BA (AMOUNT) only will be converted based on selected currency (Column L) and Column BB (TAXES) value (INR) will be added to the converted values.
Note on K406: gepadmin: 1. If you choose "Full Conversion" then Column BA (AMOUNT) and Column BB (TAXES) BOTH values will be convert based on selected Currency in (Column L). 2. If you choose "Partial Conversion" then Column BA (AMOUNT) only will be converted based on selected currency (Column L) and Column BB (TAXES) value (INR) will be added to the converted values.
Note on K407: gepadmin: 1. If you choose "Full Conversion" then Column BA (AMOUNT) and Column BB (TAXES) BOTH values will be convert based on selected Currency in (Column L). 2. If you choose "Partial Conversion" then Column BA (AMOUNT) only will be converted based on selected currency (Column L) and Column BB (TAXES) value (INR) will be added to the converted values.
Note on K408: gepadmin: 1. If you choose "Full Conversion" then Column BA (AMOUNT) and Column BB (TAXES) BOTH values will be convert based on selected Currency in (Column L). 2. If you choose "Partial Conversion" then Column BA (AMOUNT) only will be converted based on selected currency (Column L) and Column BB (TAXES) value (INR) will be added to the converted values.
Note on K409: gepadmin: 1. If you choose "Full Conversion" then Column BA (AMOUNT) and Column BB (TAXES) BOTH values will be convert based on selected Currency in (Column L). 2. If you choose "Partial Conversion" then Column BA (AMOUNT) only will be converted based on selected currency (Column L) and Column BB (TAXES) value (INR) will be added to the converted values.
Note on K410: gepadmin: 1. If you choose "Full Conversion" then Column BA (AMOUNT) and Column BB (TAXES) BOTH values will be convert based on selected Currency in (Column L). 2. If you choose "Partial Conversion" then Column BA (AMOUNT) only will be converted based on selected currency (Column L) and Column BB (TAXES) value (INR) will be added to the converted values.
Note on K411: gepadmin: 1. If you choose "Full Conversion" then Column BA (AMOUNT) and Column BB (TAXES) BOTH values will be convert based on selected Currency in (Column L). 2. If you choose "Partial Conversion" then Column BA (AMOUNT) only will be converted based on selected currency (Column L) and Column BB (TAXES) value (INR) will be added to the converted values.
Note on K412: gepadmin: 1. If you choose "Full Conversion" then Column BA (AMOUNT) and Column BB (TAXES) BOTH values will be convert based on selected Currency in (Column L). 2. If you choose "Partial Conversion" then Column BA (AMOUNT) only will be converted based on selected currency (Column L) and Column BB (TAXES) value (INR) will be added to the converted values.
Note on K413: gepadmin: 1. If you choose "Full Conversion" then Column BA (AMOUNT) and Column BB (TAXES) BOTH values will be convert based on selected Currency in (Column L). 2. If you choose "Partial Conversion" then Column BA (AMOUNT) only will be converted based on selected currency (Column L) and Column BB (TAXES) value (INR) will be added to the converted values.
Note on K414: gepadmin: 1. If you choose "Full Conversion" then Column BA (AMOUNT) and Column BB (TAXES) BOTH values will be convert based on selected Currency in (Column L). 2. If you choose "Partial Conversion" then Column BA (AMOUNT) only will be converted based on selected currency (Column L) and Column BB (TAXES) value (INR) will be added to the converted values.
Note on K415: gepadmin: 1. If you choose "Full Conversion" then Column BA (AMOUNT) and Column BB (TAXES) BOTH values will be convert based on selected Currency in (Column L). 2. If you choose "Partial Conversion" then Column BA (AMOUNT) only will be converted based on selected currency (Column L) and Column BB (TAXES) value (INR) will be added to the converted values.
Note on K416: gepadmin: 1. If you choose "Full Conversion" then Column BA (AMOUNT) and Column BB (TAXES) BOTH values will be convert based on selected Currency in (Column L). 2. If you choose "Partial Conversion" then Column BA (AMOUNT) only will be converted based on selected currency (Column L) and Column BB (TAXES) value (INR) will be added to the converted values.
Note on K417: gepadmin: 1. If you choose "Full Conversion" then Column BA (AMOUNT) and Column BB (TAXES) BOTH values will be convert based on selected Currency in (Column L). 2. If you choose "Partial Conversion" then Column BA (AMOUNT) only will be converted based on selected currency (Column L) and Column BB (TAXES) value (INR) will be added to the converted values.
Note on K418: gepadmin: 1. If you choose "Full Conversion" then Column BA (AMOUNT) and Column BB (TAXES) BOTH values will be convert based on selected Currency in (Column L). 2. If you choose "Partial Conversion" then Column BA (AMOUNT) only will be converted based on selected currency (Column L) and Column BB (TAXES) value (INR) will be added to the converted values.
Note on K419: gepadmin: 1. If you choose "Full Conversion" then Column BA (AMOUNT) and Column BB (TAXES) BOTH values will be convert based on selected Currency in (Column L). 2. If you choose "Partial Conversion" then Column BA (AMOUNT) only will be converted based on selected currency (Column L) and Column BB (TAXES) value (INR) will be added to the converted values.
Note on K420: gepadmin: 1. If you choose "Full Conversion" then Column BA (AMOUNT) and Column BB (TAXES) BOTH values will be convert based on selected Currency in (Column L). 2. If you choose "Partial Conversion" then Column BA (AMOUNT) only will be converted based on selected currency (Column L) and Column BB (TAXES) value (INR) will be added to the converted values.
Note on K421: gepadmin: 1. If you choose "Full Conversion" then Column BA (AMOUNT) and Column BB (TAXES) BOTH values will be convert based on selected Currency in (Column L). 2. If you choose "Partial Conversion" then Column BA (AMOUNT) only will be converted based on selected currency (Column L) and Column BB (TAXES) value (INR) will be added to the converted values.
Note on K422: gepadmin: 1. If you choose "Full Conversion" then Column BA (AMOUNT) and Column BB (TAXES) BOTH values will be convert based on selected Currency in (Column L). 2. If you choose "Partial Conversion" then Column BA (AMOUNT) only will be converted based on selected currency (Column L) and Column BB (TAXES) value (INR) will be added to the converted values.
Note on K423: gepadmin: 1. If you choose "Full Conversion" then Column BA (AMOUNT) and Column BB (TAXES) BOTH values will be convert based on selected Currency in (Column L). 2. If you choose "Partial Conversion" then Column BA (AMOUNT) only will be converted based on selected currency (Column L) and Column BB (TAXES) value (INR) will be added to the converted values.
Note on K424: gepadmin: 1. If you choose "Full Conversion" then Column BA (AMOUNT) and Column BB (TAXES) BOTH values will be convert based on selected Currency in (Column L). 2. If you choose "Partial Conversion" then Column BA (AMOUNT) only will be converted based on selected currency (Column L) and Column BB (TAXES) value (INR) will be added to the converted values.
Note on K425: gepadmin: 1. If you choose "Full Conversion" then Column BA (AMOUNT) and Column BB (TAXES) BOTH values will be convert based on selected Currency in (Column L). 2. If you choose "Partial Conversion" then Column BA (AMOUNT) only will be converted based on selected currency (Column L) and Column BB (TAXES) value (INR) will be added to the converted values.
Note on K426: gepadmin: 1. If you choose "Full Conversion" then Column BA (AMOUNT) and Column BB (TAXES) BOTH values will be convert based on selected Currency in (Column L). 2. If you choose "Partial Conversion" then Column BA (AMOUNT) only will be converted based on selected currency (Column L) and Column BB (TAXES) value (INR) will be added to the converted values.
Note on K427: gepadmin: 1. If you choose "Full Conversion" then Column BA (AMOUNT) and Column BB (TAXES) BOTH values will be convert based on selected Currency in (Column L). 2. If you choose "Partial Conversion" then Column BA (AMOUNT) only will be converted based on selected currency (Column L) and Column BB (TAXES) value (INR) will be added to the converted values.
Note on K428: gepadmin: 1. If you choose "Full Conversion" then Column BA (AMOUNT) and Column BB (TAXES) BOTH values will be convert based on selected Currency in (Column L). 2. If you choose "Partial Conversion" then Column BA (AMOUNT) only will be converted based on selected currency (Column L) and Column BB (TAXES) value (INR) will be added to the converted values.
Note on K429: gepadmin: 1. If you choose "Full Conversion" then Column BA (AMOUNT) and Column BB (TAXES) BOTH values will be convert based on selected Currency in (Column L). 2. If you choose "Partial Conversion" then Column BA (AMOUNT) only will be converted based on selected currency (Column L) and Column BB (TAXES) value (INR) will be added to the converted values.
Validate
Print
Help

## Macros
Please Enable Macros to View BoQ information